## Title and Notations
EMC Smarts IP Manager Version 9.5.0 Certification Matrix
302-003-626
Rev 01
September, 2017
Please report any discrepancies in the Certification Matrix to EMC Global Support.
Subsequent revisions of the Certification Matrix will address customer feedback and provide more complete information.
The Certification Matrix is sorted alphabetically by Vendor, then by Device Type, and then by Model Name.
Copyright © 2008-2017 Dell Inc, and its subsidiaries. All rights reserved. Published in the USA.
Published September, 2017
Dell believes the information in this publication is accurate as of its publication date. The information is subject to change without notice.
The information in this publication is provided “as is.” Dell makes no representations or warranties of any kind with respect to the information in this publication, and specifically disclaims implied warranties of merchantability or fitness for a particular purpose.
Use, copying, and distribution of any Dell software described in this publication requires an applicable software license.
Dell, EMC, and other trademarks trademarks of Dell Inc. or its subsidiaries. Other trademarks may be the property of their respective owners. Published in the USA.
EMC Coroporation Hopkinton, Massachusetts 01748-9103 1-508-435-1000 In North America 1-866-464-7381 www. EMC.com
Notes:
Red accent lines in the Certification Matrix indicate new devices certified in IP Manager Version 9.5.0
New Cert Marix tab contains the certification matrix that is generated by the tool and lists all the device certifications for which EMC has the snap files.
Beginning with IP 8.1.2, the device certification matrix is being tool generated based on the SNAP files of the devices and the certification code in the IP 8.1.2 product. This is a major step in terms of better documentation. It gives an accurate representation of the device certification parameters in the product. Device cert matrix generated by the tool is reported under the New Cert Matrix tab.
Bridging column is not included in the New Certs Matrix tab because the VNP (Vendor Neighbor probe) column provides information on connections to the neighboring device.
Legacy Cert Matrix tab contains the certification matrix for those devices for which EMC does not have snap files. Those device certifications were done during an earlier era, and the SNAP files were not available to verify these certifications. Hence they are reported under the Legacy Cert Matrix tab.
Impacted Device SysOIDs tab provides information on devices impacted due to complex certification driver changes.
The Notations under the New Cert Matrix tab are as follows:
D: Discovered but not monitored for Performance and Fault.
DP: Discovered and monitored for Performance.
DF: Discovered and monitored for Fault.
DPF: Discovered and monitored for Performance and Fault.
<Blanks>: Neither Discovered nor Monitored. This means that the parameter is not applicable for the device type, or the parameter is not supported for the device, or the snap file EMC has does not have data to support that parameter.

## New Cert Matrix
SystemObjectID | CreationClassName | Vendor | Model | OSVersion | Release | Interface | Port | Card | SNMPAgent | IP | STPNode | VLAN | VNP | HSRPGroup | IPSec | VirualRouter | PowerSupply | Fan | TemperatureSensor | VoltageSensor | Processor | Memory | Chassis | Disk | FileSystem
.1.3.6.1.4.1.43.1.16.4.3.18 | Switch | 3COM | 5500 | 3Com Switch 5500G-EI SFP 24-Port Software Version 3Com OS V3.03.02s168p07 | IP-8.1.1.1 | D P F | D F |  | D F | D F |  |  | Yes
.1.3.6.1.4.1.43.10.27.4.1.2.2 | Switch | 3COM | SuperStackII 3300 | 3Com SuperStack II | IP-6.0 | D P F | D F |  | D F | D F |  |  | No
.1.3.6.1.4.1.43.1.16.4.3.6 | Switch | 3COM | 3Com Switch 8814 | 3Com Switch 8814 | IP-8.1.1.1 | D P F | D F |  | D F | D F |  |  | Yes |  |  |  | D F | D F |  |  |  | D P
.1.3.6.1.4.1.43.1.8.11 | Hub | 3COM | LinkBuilder | 3Com LinkBuilder TP/8i SW version:2.12 | IP-9.2.1 | D P F |  |  | D F | D F |  |  | No
.1.3.6.1.4.1.43.10.27.4.1.2.5 | Switch | 3COM | SuperStack 3 | 3Com SuperStack 3 | IP-7.0.3.17 | D P F | D F |  | D F | D F | D | D | No
.1.3.6.1.4.1.43.1.9.13.3.1 | Switch | 3COM | CoreBuilder-9000 | 3Com CoreBuilder-9000 Enterprise Management Engine (3CB9EME) s/w rev: 3.0.7 | IP-6.0 | D P F |  | D F | D F | D F |  |  | No | [9 empty] | D
.1.3.6.1.4.1.43.10.27.4.1.1.1 | Hub | 3COM | SuperStack-DualSpeedHub-500 | 3Com SuperStack II | IP-9.2.1 | D P F | D P F |  | D F | D F |  |  | No
.1.3.6.1.4.1.43.1.16.4.3.46 | Switch | 3COM | 3Com Switch 4210 PWR 9-Port | 3Com Switch 4210 PWR 9-Port Software Version 3Com OS V3.01.04s56 | IP-7.0.3.3 | D P F | D P F |  | D F | D F | D |  | Yes |  |  |  | D F | D F |  |  | D P | D P
.1.3.6.1.4.1.43.1.16.4.3.40 | Switch | 3COM | 8810 10 Slot Chassis | 3Com Corporation 3COM OS software. Switch 8800 Product Version 5.01.21s168rec01. Copyright (c) 2004-2007 3Com Corporation and its licensors. All rights reserved. | IP-7.0.3.3 | D F | D P F |  | D F | D F | D |  | Yes |  |  |  | D F | D F
.1.3.6.1.4.1.43.1.16.4.3.8 | Switch | 3COM | 5500G-EI 48-Port | 3Com SuperStack 4 Switch 5500G-EI PWR 48-Port Software Version 3Com OS V3.03.00s168 | IP-7.0.3.3 | D P F | D P F |  | D F | D F | D |  | Yes |  |  |  | D F | D F |  |  | D P | D P
.1.3.6.1.4.1.43.1.16.4.3.30 | Switch | 3COM | 3Com 4500G 24 Port | 3Com Switch 4500G 24-Port Software Version 3Com OS V5.01.00s56 | IP-8.1.1.1 | D P F | D P F |  | D F | D F |  |  | Yes |  |  |  | D F | D F
.1.3.6.1.4.1.43.1.8.73 | Switch | 3COM | Baseline Plus Switch 2952 | 3Com Baseline Switch 2952-SFP Plus Software Version 5.20 Release 1101P07 \X0D\X0ACopyright (c) 2004-2009 3Com Corporation. All rights reserved. | IP-8.1.1.1 | D P F | D P F |  | D F | D F |  |  | Yes |  |  |  | D F | D F
.1.3.6.1.4.1.43.1.8.39 | Switch | 3COM | SuperStack 3 Switch 3824 24-port | 3Com SuperStack 3 Switch 3824 24-port | IP-7.0.3.17 | D P F | D P F |  | D F | D F | D |  | No
.1.3.6.1.4.1.43.1.16.4.3.7 | Switch | 3COM | 5500G-EI 24-Port Sw | 3Com SuperStack 4 Switch 5500G-EI 24-Port Software Version 3Com OS V3.03.00s168 | IP-7.0.3.3 | D F | D P F |  | D F | D F | D |  | Yes |  |  |  | D F | D F |  |  | D P | D P
.1.3.6.1.4.1.43.10.27.4.1.2.11 | Switch | 3COM | SuperStack 3 | 3Com SuperStack 3 | IP-7.0.3.17 | D P F | D F |  | D F | D F | D | D | No
.1.3.6.1.4.1.43.1.8.21 | Hub | 3COM | OfficeConnectHub8M | 3Com OfficeConnect-Hub8M SW version:2.01 | IP-8.1.2 | D P F |  |  | D F | D F |  |  | No
.1.3.6.1.4.1.43.1.16.4.3.41 | Switch | 3COM | 8814 14 Slot Chassis | 3Com Corporation 3COM OS software. Switch 8800 Product Version 5.01.21s168rec01. Copyright (c) 2004-2007 3Com Corporation and its licensors. All rights reserved. | IP-7.0.3.3 | D F | D P F |  | D F | D F | D |  | Yes |  |  |  | D F | D F
.1.3.6.1.4.1.43.1.8.38 | Switch | 3COM | SuperStackII Switch 4300 | 3Com SuperStack 3 Switch 4300 | IP-7.0 | D P F | D P F |  | D F | D F | D |  | No
.1.3.6.1.4.1.43.1.16.4.3.21 | Switch | 3COM | 4500 | 3Com Switch 4500 26-Port Software Version 3Com OS V3.03.00s56 | IP-8.1.1.1 | D P F | D P F |  | D F | D F |  |  | Yes |  |  |  | D F | D F |  |  | D P | D P
.1.3.6.1.4.1.43.1.16.4.3.22 | Switch | 3COM | 4500 | 3Com Switch 4500 50-Port Software Version 3Com OS V3.03.02s56p06 | IP-8.1.1.1 | D P F | D P F |  | D F | D F |  |  | Yes
.1.3.6.1.4.1.43.10.27.4.1.2.4 | Switch | 3COM | SuperStack 3 4400 | 3Com SuperStack 3 | IP-7.0.2 | D P F | D P F |  | D F | D F |  | D | No
.1.3.6.1.4.1.22610.1.3.10 | LoadBalancer | A10 | AX3000 | AX Series Advanced Traffic Manager AX3000 Advanced Core OS (ACOS) version 2.4.1-p4 | IP-8.1.2 | D P F |  |  | D F | D F |  |  | No
.1.3.6.1.4.1.22610.1.3.8 | LoadBalancer | A10NETWORKS | AX2500 | AX Series Advanced Traffic Manager AX2500 Advanced Core OS (ACOS) version 2.6.1 | IP-9.0/8.1.3 | D F |  |  | D F | D F |  |  | No | [7 empty] | D P |  | D |  | D
.1.3.6.1.4.1.22610.1.3.15 | LoadBalancer | A10NETWORKS | AX1030 | AX Series Advanced Traffic Manager AX1030 Advanced Core OS (ACOS) version 2.7.0-P1 | IP-9.2.1 | D P F |  |  | D F | D F |  | D | No |  |  |  | D F | D F |  |  | D P | D P | D
.1.3.6.1.4.1.43.1.16.4.3.4 | Switch | A3COM | 3Com Switch 8807 | 3Com Switch 8807 | IP-8.1.1.1 | D F | D F |  | D F | D F |  |  | Yes |  |  |  | D F | D F |  |  |  | D P
.1.3.6.1.4.1.43.1.16.4.3.23 | Switch | A3COM | 4500 | 3Com Switch 4500 PWR 26-Port Software Version 3Com OS V3.03.00s168p03 | IP-7.0.3.17 |  | D P F |  | D F | D F |  | D | Yes |  |  |  | D F | D F |  |  | D P | D P
.1.3.6.1.4.1.43.1.16.4.3.31 | Switch | A3COM | 4500G | 3Com Switch 4500G 48-Port Software Version 3Com OS V5.01.03s168 | IP-8.1.2 | D P F | D P F |  | D F | D F |  |  | No |  |  |  | D F | D F
.1.3.6.1.4.1.9148.1.4.1 | Switch | ACMEPACKET | 3800 | Acme Packet Net-Net OS SCZ6.3.9 F-1 Patch 1 (Build 248) | IP-9.1/IP-8.1.4 | D F | D F |  | D F | D F |  |  | No | [7 empty] | D P | D P
.1.3.6.1.4.1.9148.1.5.1 | Switch | ACMEPACKET | 6300 | Acme Packet Net-Net 6300 SCZ7.1.2 MR-2 GA (Build 264) | IP-9.3 | D F | D F |  | D F | D F |  |  | No |  |  |  | D F | D F | D F | D F | D P | D P
.1.3.6.1.4.1.9148.1.1.1 | Switch | ACMEPACKET | Net-Net 4250 | Acme Packet Net-Net 4000 Series SBC SC6.1.0 MR-2 Patch 9 (Build 542) | IP-7.0.3 27 | D P F | D F | D F | D F | D F |  |  | No |  |  |  | D F | D F | D F | D F | D P | D P | D
.1.3.6.1.4.1.9148.1.3.1 | Switch | ACMEPACKET | 3800 | Acme Packet Net-Net 3800 SCX6.1.0 MR-2 Patch 4 (Build 468) | IP-8.1.1.1 | D P F | D P F | D F | D F | D F |  |  | No |  |  |  |  | D F | D F | D F | D P | D P | D
.1.3.6.1.4.1.9148.1.1.2 | Switch | ACMEPACKET | Net-4000-Series-SBC | Acme Packet Net-Net 4500CX6.0.0 MR-3 Patch 4 (Build 421) | IP-7.0.3 24 | D P F | D F | D F | D F | D F |  |  | No |  |  |  | D F | D F | D F | D F | D P | D P | D
.1.3.6.1.4.1.9148.1.4.2 | Switch | ACMEPACKET | AcmePacket-SBC | Acme Packet Net-Net OS VM SCZ6.3.9 MR-1 GA (Build 422) | IP-9.2 | D P F |  |  | D F | D F |  |  | No | [7 empty] | D P | D P
.1.3.6.1.4.1.9148.1.3.2 | Switch | ACMEPACKET | 3820 | Acme Packet Net-Net 3820 SCX6.2.0 MR-6 Patch 7 (Build 937) | IP-9.1/IP-8.1.3 | D P F |  | D F | D F | D F |  |  | No |  |  |  | D F | D F | D F | D F | D P | D P | D
.1.3.6.1.4.1.9148 | Switch | ACMEPACKET | Net-4000-Series-SBC | Acme Packet Agent | IP-7.0.3 24 | D F | D F | D F | D F | D F |  |  | No |  |  |  | D F | D F | D F | D F | D P | D P | D
.1.3.6.1.4.1.13544.1.5 | Switch | ACOPIA | Adaptive File Network | Acopia Adaptive File Network | IP-8.1.2 |  | D P F |  | D F | D F |  | D | No
.1.3.6.1.4.1.2935 | Host | ADIC | ADICStorageNetworkingController | ADIC Storage Networking Controller | IP-9.1/IP-8.1.3 | D P F |  |  | D F | D F |  |  | No | [8 empty] | D P | D
.1.3.6.1.4.1.13315.100.200 | Host | ADONIS | BlueCat Proteus | BlueCat Networks Proteus IPAM Server LUX | IP-7.0.3.11 | D P F |  |  | D F | D F |  |  | No | [7 empty] | D P | D P | D |  | D P
.1.3.6.1.4.1.13315.2.1 | Host | ADONIS | AdonisAppliance | DNS_Adonis_1750RH | IP-9.2 | D P F |  |  | D F | D F |  |  | No | [7 empty] | D P | D P | D P |  | D P
.1.3.6.1.4.1.13315.100.101 | Host | ADONIS | Adonis Appliance | Adonis Appliance | IP-7.0.3.11 | D P F |  |  | D F | D F |  |  | No | [7 empty] | D P | D P | D |  | D P
.1.3.6.1.4.1.664.1.835 | Router | ADTRAN | TA-908E | Total Access 908e Version: 12.06.00.E Date: Mon Aug 28 13:50:00 2006 | IP-7.0.3.4 | D P F |  |  | D F | D F |  |  | No | [7 empty] | D P | D P | D
.1.3.6.1.4.1.664.1.383 | Router | ADTRAN | NetVanta-3200 | NetVanta 3200 Version: 15.11.00 Date: Mon Jun 15 11:28:55 2009 | IP-9.3 | D P F |  |  | D F | D F |  |  | Yes | [7 empty] | D P | D P | D
.1.3.6.1.4.1.664.1.877 | Router | ADTRAN | NetVanta 3448 | NetVanta 3448 Version: 13.03.00 Date: Fri Oct 20 09:09:26 2006 | IP-7.0.3.9 | D P F |  |  | D F | D F |  |  | No | [7 empty] | D P | D P | D
.1.3.6.1.4.1.664.1.1275 | Switch | ADTRAN | TA1148V-4thGen | TA1148V 4th Gen GigE Fed 48 port VDSL2 Host Dslam | IP-9.4.1 | D P F | D P F |  | D F | D F |  |  | Yes
.1.3.6.1.4.1.664.1.1163 | Switch | ADTRAN | NetVanta-1544P | NetVanta 1544P Version: 18.02.01.00 Date: Mon Aug 01 13:13:15 2011 | IP-9.3 | D P F | D P F |  | D F | D F | D |  | Yes | [7 empty] | D P | D P | D
.1.3.6.1.4.1.664.1.495 | Router | ADTRAN | OPTI MX | OPTI-MX 19 inch domestic shelf | IP-8.1.2 | D P F |  |  | D F | D F |  |  | No
.1.3.6.1.4.1.664.1.1069 | Router | ADTRAN | NetVanta 4430 | NetVanta 4430 Version: 17.05.01.00 Date: Fri Apr 10 13:02:38 2009 | IP-8.1.2 | D P F |  |  | D F | D F |  |  | No | [7 empty] | D P | D P | D
.1.3.6.1.4.1.664.1.1073 | Switch | ADTRAN | TA1148V | TA1148V 1179.732Gx 48 port VDSL2 Host Dslam | IP-9.1/IP-8.1.3 | D P F | D P F |  | D F | D F |  |  | Yes
.1.3.6.1.4.1.664.1.988 | Router | ADTRAN | 924L1 | Total Access 924 Version: 16.03.00.E Date: Wed Nov 07 13:14:06 2007 | IP-7.0.3.4 | D P F |  |  | D F | D F |  |  | No | [7 empty] | D P | D P | D
.1.3.6.1.4.1.664.1.1236 | Switch | ADTRAN | NetVanta-1234-POE | NetVanta 1234 PoE Version: R10.5.1 Date: Tue Jan 29 16:21:54 2013 | IP-9.3 | D P F | D P F |  | D F | D F | D |  | Yes | [7 empty] | D P | D P | D
.1.3.6.1.4.1.664.1.996 | Router | ADTRAN | 924eL1 | Total Access 924e Version: 16.03.00.E Date: Wed Nov 07 13:17:39 2007 | IP-7.0.3.4 | D P F |  |  | D F | D F |  |  | No | [7 empty] | D P | D P | D
.1.3.6.1.4.1.664.1.994 | Router | ADTRAN | 908eL1 | Total Access 908e Version: 16.03.00.E Date: Wed Nov 07 13:17:39 2007 | IP-7.0.3.4 | D P F |  |  | D F | D F |  |  | No | [7 empty] | D P | D P | D
.1.3.6.1.4.1.664.1.467 | Router | ADTRAN | NetVanta-3305 | NetVanta 3305 Version: 17.05.02.00.E Date: Fri May 22 12:18:09 2009 | IP-9.2.2 | D P F |  |  | D F | D |  |  | Yes | [7 empty] | D P | D P | D
.1.3.6.1.4.1.664.1.1238 | Switch | ADTRAN | NetVanta-1238-POE | NetVanta 1238 PoE Version: R10.5.1 Date: Tue Jan 29 16:21:54 2013 | IP-9.3 | D P F | D P F |  | D F | D F | D |  | Yes | [7 empty] | D P | D P | D
.1.3.6.1.4.1.664.1.34 | Probe | ADTRAN | Smart16e_controller | Smart16e Controller | IP-6.5.2 | D P F |  |  | D F | D F |  |  | No
.1.3.6.1.4.1.664.1.997 | Router | ADTRAN | 924eL2 | Total Access 924e Version: 16.03.00.E Date: Wed Nov 07 13:17:39 2007 | IP-7.0.3.4 | D P F |  |  | D F | D F |  |  | No | [7 empty] | D P | D P | D
.1.3.6.1.4.1.664.1.1317 | Switch | ADTRAN | NV 868-2 | ADTRAN NetVanta868 | IP-9.4.1 |  | D P F |  | D F | D F |  |  | No
.1.3.6.1.4.1.664.1.747 | Router | ADTRAN | TA-5000 | TA5000 23 inch shelf | IP-9.1/IP-8.1.3 | D P F |  |  | D F | D F |  |  | No
.1.3.6.1.4.1.664.1.883 | Router | ADTRAN | TA-1200F | TA1200F 1179.660L1 Total Access IP DSLAM System | IP-9.1/IP-8.1.3 | D P F |  |  | D F | D F |  |  | No
.1.3.6.1.4.1.664.1.1085 | Switch | ADTRAN | NetVanta 1238-POE | NetVanta 1238 PoE Version: 17.03.01.00 Date: Mon Aug 04 10:20:23 2008 | IP-7.0.3.21 | D P F | D P F |  | D F | D F | D |  | No | [7 empty] | D P | D P | D
.1.3.6.1.4.1.664.1.824 | Router | ADTRAN | TA-1100F-SFP | TA1100F 1179.760 Total Access SFP-Based System | IP-9.4 | D P F |  |  | D F | D F |  |  | No
.1.3.6.1.4.1.664.1.1031 | Switch | ADTRAN | NV 818-2 | ADTRAN NetVanta818 | IP-9.4.1 |  | D P F |  | D F | D F |  |  | No
.1.3.6.1.4.1.664.1.1084 | Switch | ADTRAN | NetVanta 1238 | NetVanta 1238 Version: 17.03.01.00 Date: Mon Aug 04 10:20:23 2008 | IP-7.0.3.21 | D P F | D P F |  | D F | D F | D |  | No | [7 empty] | D P | D P | D
.1.3.6.1.4.1.664.1.1134 | Switch | ADTRAN | NV 850-2 | ADTRAN NetVanta850 | IP-9.4.1 |  | D P F |  | D F | D F |  |  | No
.1.3.6.1.4.1.664.1.1131 | Router | ADTRAN | NetVanta-3430 | NetVanta 3430 Version: 18.03.01.00 Date: Fri Jan 06 14:55:51 2012 | IP-9.2.2 | D P F |  |  | D F | D F |  |  | Yes | [7 empty] | D P | D P | D
.1.3.6.1.4.1.664.1.1083 | Switch | ADTRAN | NetVanta 1234-POE | NetVanta 1234 PoE Version: 17.03.01.00 Date: Mon Aug 04 10:20:23 2008 | IP-7.0.3.21 | D P F | D P F |  | D F | D F | D |  | No | [7 empty] | D P | D P | D
.1.3.6.1.4.1.664.1.876 | Router | ADTRAN | NetVanta-3430 | NetVanta 3430 Version: 18.02.05.00 Date: Wed Jan 18 14:30:12 2012 | IP-9.3 | D P F |  |  | D F | D |  |  | Yes | [7 empty] | D P | D P | D
.1.3.6.1.4.1.664.1.1337 | Router | ADTRAN | Total-Access-908e | Total Access 908e (3rd Gen) Version: R10.9.2.E Date: Sat Dec 21 01:03:05 CST 2013 | IP-9.4 | D P F |  |  | D F | D F |  |  | Yes | [7 empty] | D P | D P | D
.1.3.6.1.4.1.664.1.864 | Router | ADTRAN | NetVanta-6355 | NetVanta 6355 Version: R10.5.1.E Date: Tue Jan 29 16:17:47 2013 | IP-9.2.2 | D P F |  |  | D F | D F |  |  | Yes | [7 empty] | D P | D P | D
.1.3.6.1.4.1.664.1.1118 | Router | ADTRAN | NetVanta-3450 | NetVanta 3450 Version: 18.03.01.00 Date: Fri Jan 06 14:57:01 2012 | IP-9.2.2 | D P F |  |  | D F | D |  |  | Yes | [7 empty] | D P | D P | D
.1.3.6.1.4.1.664.1.816 | Router | ADTRAN | TA-924E | Total Access 924e Version: 14.02.00.E Date: Fri Jan 12 11:07:00 2007 | IP-7.0.3.4 | D P F |  |  | D F | D F |  |  | No | [7 empty] | D P | D P | D
.1.3.6.1.4.1.664.1.880 | Router | ADTRAN | NetVanta 3120 | NetVanta 3120 Version: 17.07.01.00.E Date: Sun Dec 20 16:47:30 2009 | IP-8.1.1.1 | D P F | D P F |  | D F | D F |  |  | No | [7 empty] | D P | D P | D
.1.3.6.1.4.1.664.1.989 | Router | ADTRAN | 908e | Total Access 908 Version: 16.05.00.SA.E Date: Thu Jun 19 08:50:35 2008 | IP-7.0.3.11 | D P F |  |  | D F | D F |  |  | No | [7 empty] | D P | D P | D
.1.3.6.1.4.1.664.1.743 | Router | ADTRAN | NetVanta 1224ST PoE | NetVanta 1224ST PWR Version: 11.02.00 Date: Mon Jan 16 14:32:23 2006 | IP-6.5.2 | D P F |  |  | D F | D F |  |  | No | [7 empty] | D P | D P | D
.1.3.6.1.4.1.664.1.827 | Router | ADTRAN | TA-1100F-Copper | TA1100F 1179.762 Total Access Copper-Based System | IP-9.4 | D P F |  |  | D F | D F |  |  | No
.1.3.6.1.4.1.664.1.586 | Router | ADTRAN | NetVanta-4305 | NetVanta 4305 Version: 17.05.02.00.E Date: Fri May 22 12:18:40 2009 | IP-9.2.2 | D P F |  |  | D F | D |  |  | Yes | [7 empty] | D P | D P | D
.1.3.6.1.4.1.664.1.1119 | Router | ADTRAN | NetVanta-3458 | NetVanta 3458 Version: R10.5.1.E Date: Tue Jan 29 16:10:15 2013 | IP-9.3 | D P F |  |  | D F | D |  |  | Yes | [7 empty] | D P | D P | D
.1.3.6.1.4.1.664.1.781 | Router | ADTRAN | 916 | Total Access 916 Version: 10.00.21.dJRA Date: Thu Jun 30 08:53:47 2005 | IP-6.2.3 | D P F |  |  | D F | D |  |  | No | [7 empty] | D P | D P | D
.1.3.6.1.4.1.664.1.1102 | Switch | ADTRAN | TA1248V | TA1248V 1179632Gx Total Access IP DSLAM System | IP-9.4.1 | D P F | D P F |  | D F | D F |  |  | Yes
.1.3.6.1.4.1.664.1.1183 | Switch | ADTRAN | TA1108VP | TA1108VP | IP-9.4.1 | D P F | D F |  | D F | D F |  |  | Yes
.1.3.6.1.4.1.664.1.466 | Router | ADTRAN | Netvanta-3205 | NetVanta 3200 Version: 17.05.02.00.E Date: Fri May 22 12:17:44 2009 | IP-9.2.2 | D P F |  |  | D F | D |  |  | Yes | [7 empty] | D P | D P | D
.1.3.6.1.4.1.664.1.312 | Router | ADTRAN | MX2810 | ADTRAN MX2810 | IP-9.1/IP-8.1.4 | D P F |  |  | D F | D F |  |  | No
.1.3.6.1.4.1.664.1.760 | Switch | ADTRAN | 1524ST | NetVanta 1524ST Version: 15.06.01.SA.E Date: Thu Oct 25 18:00:51 2007 | IP-7.0.3 |  | D P F |  | D F | D F | D |  | No | [7 empty] | D P | D P | D
.1.3.6.1.4.1.664.1.1194 | Router | ADTRAN | NetVanta-3200 | NetVanta 3200 Version: 18.02.04.00 Date: Thu Dec 22 06:55:00 2011 | IP-9.3 | D P F |  |  | D F | D F |  |  | Yes | [7 empty] | D P | D P | D
.1.3.6.1.4.1.664.1.841 | Router | ADTRAN | NetVanta-7100 | NetVanta 7100 Version: A4.12.00.E Date: Tue Jan 31 13:51:15 2012 | IP-9.3 | D P F |  |  | D F | D |  |  | Yes | [7 empty] | D P | D P | D
.1.3.6.1.4.1.664.1.932 | Router | ADTRAN | NetVanta-1335 | NetVanta 1335 Version: 18.02.03.00.E Date: Fri Nov 11 15:53:39 2011 | IP-9.3 | D P F |  |  | D F | D F |  |  | Yes | [7 empty] | D P | D P | D
.1.3.6.1.4.1.664.1.1332 | Switch | ADTRAN | NV 838-2 | ADTRAN NetVanta838 | IP-9.4.1 |  | D P F |  | D F | D F |  |  | No
.1.3.6.1.4.1.664.1.1082 | Switch | ADTRAN | NetVanta 1234 | NetVanta 1234 Version: 17.03.01.00 Date: Mon Aug 04 10:20:23 2008 | IP-7.0.3.21 | D P F | D P F |  | D F | D F | D |  | No | [7 empty] | D P | D P | D
.1.3.6.1.4.1.664.1.993 | Router | ADTRAN | 924eL3 | Total Access 924 (2nd Gen) Version: A1.08.00.E Date: Tue Apr 28 10:54:58 2009 | IP-7.0.3.21 | D P F |  |  | D F | D F |  |  | No | [7 empty] | D P | D P | D
.1.3.6.1.4.1.664.1.934 | Router | ADTRAN | NetVanta-1335-POE | NetVanta 1335 PoE Version: R10.3.0.E Date: Fri Jul 06 16:24:36 2012 | IP-9.3 | D P F |  |  | D F | D F |  |  | Yes | [7 empty] | D P | D P | D
.1.3.6.1.4.1.664.1.526 | Router | ADTRAN | NetVanta1224ST | NetVanta 1224ST Version: 13.10.00 Date: Tue Dec 04 13:40:18 2007 | IP-6.5.2 | D P F |  |  | D F | D F |  |  | No | [7 empty] | D P | D P | D
.1.3.6.1.4.1.664.1.1032 | Switch | ADTRAN | NV 873-2 | ADTRAN NetVanta873 | IP-9.4.1 | D F | D F |  | D F | D F |  |  | No
.1.3.6.1.4.1.664.1.1187 | Switch | ADTRAN | NV 8044M | ADTRAN NetVanta8044M | IP-9.4.1 |  | D P F |  | D F | D F |  |  | No
.1.3.6.1.4.1.664.1.1279 | Switch | ADTRAN | TA1248V-SCM | TA1248V-SCM | IP-9.4.1 | D P F | D P F |  | D F | D F |  |  | Yes
.1.3.6.1.4.1.664.1.1272 | Switch | ADTRAN | TA1148GeDMTV4 | TA1148Ge-DMT-V4 | IP-9.4.1 | D P F | D P F |  | D F | D F |  |  | Yes
.1.3.6.1.4.1.664.1.1273 | Switch | ADTRAN | TA1148GeDMTV4Sm | TA1148Ge-DMT-V4Sm | IP-9.4.1 | D P F | D P F |  | D F | D F |  |  | Yes
.1.3.6.1.4.1.664.1.1274 | Switch | ADTRAN | TA1148GeDMTV4Vdsl2 | TA1148Ge-DMT-V4Vdsl2 | IP-9.4.1 | D P F | D P F |  | D F | D F |  |  | Yes
.1.3.6.1.4.1.2544.1.12.1.1.4 | Host | ADVA | FSP150CC-GE201 | FSP150CC-GE201 | IP-8.1.2 | D P F | D P F |  | D F | D F |  |  | No
.1.3.6.1.4.1.2544.1.12.1.1.10 | Host | ADVA | FSP150CC-GE206V | FSP150CC-GE206V | IP-9.2.1 | D P F |  |  | D F | D F |  |  | No
.1.3.6.1.4.1.18022.1.15 | Switch | ADVA | ADVA FPS150CCf-825 | FSP150CCf-825:1.1.136 | IP-7.0.3.5 |  | D P F |  | D F | D F |  |  | No |  |  |  | D F
.1.3.6.1.4.1.2544.1.12.1.1.6 | Host | ADVA | FSP150CC-GE206F | FSP150CC-GE206F | IP-8.1.2 | D P F |  |  | D F | D F |  |  | No
.1.3.6.1.4.1.2544.1.11.1.1 | Host | ADVAOPTICAL | FSP3007 | Fiber Service Platform F7 | IP-9.1/IP-8.1.4 | D F |  |  | D F | D F |  |  | No | [7 empty] | D P | D P
.1.3.6.1.4.1.2544.1.12.1.1.5 | Host | ADVAOPTICAL | FSP2000 | FSP150CC-GE201SE | IP-8.1.1.1 | D P F |  |  | D F | D F |  |  | No
.1.3.6.1.4.1.26928.1 | WirelessAccessPoint | AEROHIVE | AP230 | AP230 HiveOS 6.1r6 release build1779 | IP-9.4 | D P F |  |  | D F | D F |  |  | No
.1.3.6.1.4.1.539.2.7 | Switch | AI | AI296 | AI296 Version 9.54 | IP-6.0 | D P F | D P F |  | D F | D F |  |  | No
.1.3.6.1.4.1.539.2.15 | Switch | AI | AI-296 | AI296 Version 9.54 | IP-9.4 | D P F | D P F |  | D F | D F |  |  | No
.1.3.6.1.4.1.21839.1.2.11 | Switch | ALAXALA | AX 3640 24TE L | ALAXALA AX3640S AX-3640-24TE-L [AX3640S-24T] Switching software Ver. 11.2 [OS-L3L] | IP-8.1.2 | D P F | D P F |  | D F | D F |  | D | No
.1.3.6.1.4.1.21839.1.2.6 | Switch | ALAXALA | AX-2430-24T-B | ALAXALA AX2430 AX-2430-48TE-B [AX2430S-48T] Switching software Ver. 11.2 [OS-L2] | IP-8.1.2 | D P F | D P F |  | D F | D F |  | D | No |  |  |  | D F | D F | D F |  | D P | D P | D
.1.3.6.1.4.1.21839.1.2.3 | Switch | ALAXALA | AX5400S-AX-6243-40E | ALAXALA AX5400S AX-6243-40E [AX5404S-AC] Switching software AX-P6243-11 Ver. 10.6 [OS-SW] | IP-9.0/8.1.3 | D P F | D P F |  | D F | D F |  | D | No |  |  |  | D F | D F | D F |  |  | D P | D
.1.3.6.1.4.1.21839.1.2.13 | Switch | ALAXALA | AX 1240 48T2C | ALAXALA AX1240 AX-1240-48T2C [AX1240S-48T2C] Switching software Ver. 2.2 OS-LT2 | IP-8.1.2 | D P F | D P F |  | D F | D F |  | D | No
.1.3.6.1.4.1.21839.1.2.7 | Switch | ALAXALA | AX3630 AX-3630-24T2X-A | ALAXALA AX3630 AX-3630-24T2X-A [AX3630S-24T2X] Switching software Ver. 11.5.B [OS-L3A(upgrade)] | IP-9.0/8.1.3 | D P F | D P F |  | D F | D F |  | D | No |  |  |  | D F | D F | D F |  | D P | D P | D
.1.3.6.1.4.1.637.64.4400.1.1.10 | Host | ALCATEL | Alcatel Voice Device | Linux xa001020 2.4.1-ll-dhs3 #1 Fri May 27 14:47:24 MEST 2005 i686 | IP-7.0 | D P F |  |  | D F | D F |  |  | No
.1.3.6.1.4.1.6486.800.1.1.2.1.10.1.1 | Switch | ALCATEL | 6400 | 6.3.4.378.R01 GA March 11 2009. | IP-8.1.2 | D F | D P F | D F | D F | D F |  | D | No |  |  |  | D F | D F | D F |  | D P | D P | D
.1.3.6.1.4.1.6486.800.1.1.2.1.7.1.4 | Switch | ALCATEL | OS6850-P48L | 6.3.4.378.R01 GA March 11 2009. | IP-8.1.2 | D P F | D P F | D F | D F | D F |  | D | Yes |  |  |  | D F | D F | D F |  | D P | D P | D
.1.3.6.1.4.1.6486.800.1.1.2.1.7.1.16 | Switch | ALCATEL | OS6850-P48L | 6.2.1.321.R01 GA January 12 2007. | IP-8.1.2 | D P F | D P F | D F | D F | D F | D | D | No |  |  |  | D F |  | D F |  | D P | D P | D
.1.3.6.1.4.1.6486.800.1.1.2.1.3.1.2 | Switch | ALCATEL | OmniSwitch-6700 | 5.1.6.87.R02 GA June 27 2005. | IP-7.0.2 | D P F | D P F |  | D F | D F |  | D | Yes |  |  |  | D F | [5 empty] | D
.1.3.6.1.4.1.6486.800.1.1.2.1.7.1.2 | Switch | ALCATEL | OS6850-P48L | 6.4.2.807.R01 GA August 27 2009. | IP-8.1.2 | D P F | D P F | D F | D F | D F |  | D | No |  |  |  | D F | D F | D F |  | D P | D P | D
.1.3.6.1.4.1.6486.800.1.1.2.1.3.1.1 | Switch | ALCATEL | OmniSwitch-6700 | 5.1.6.87.R02 GA June 27 2005. | IP-6.2.1 | D P F | D P F |  | D F | D F | D | D | No |  |  |  | D F | [5 empty] | D
.1.3.6.1.4.1.6486.800.1.1.2.1.3.1.5 | Switch | ALCATEL | 7700 | 5.1.6.87.R02 GA June 27 2005. | IP-7.0.2 | D P F | D F | D F | D F | D F | D | D | Yes |  |  |  | D F |  | D F |  | D P | D P | D
.1.3.6.1.4.1.6486.800.1.1.2.1.6.1.7 | Switch | ALCATEL | OmniSwitch-6848 | 6.1.3.719.R01 GA December 06 2006. | IP-7.0.3 | D P F | D F |  | D F | D F | D | D | Yes |  |  |  | D F | [5 empty] | D
.1.3.6.1.4.1.6527.1.15.1 | Router | ALCATEL | ALU-7950-XRS | TiMOS-C-10.0.R7 cpm/hops ALCATEL XRS 7950 Copyright (c) 2000-2012 Alcatel-Lucent.\X0D\X0AAll rights reserved. All use subject to applicable license agreements.\X0D\X0ABuilt on Thu Nov 15 15:07:32 PST 2012 by builder in /rel10.0/b1/R7/panos/main\X0D\X0A | IP-9.4 | D P F | D P F | D F | D F | D F |  |  | No |  |  |  | D F | D F | D F |  | D P | D P | D
.1.3.6.1.4.1.6486.800.1.1.2.1.3.1.4 | Switch | ALCATEL | OmniSwitch-6624 | 5.1.5.83.R04 Service Release January 19 2005. | IP-7.0.2 | D P F | D F |  | D F | D F | D | D | Yes |  |  |  | D F | [5 empty] | D
.1.3.6.1.4.1.6527.6.1.1.2.5 | Router | ALCATEL | SAR-7705 | TiMOS-B-5.0.R3 both/hops ALCATEL-LUCENT SAR 7705 \X0D\X0ACopyright (c) 2000-2011 Alcatel-Lucent.\X0D\X0AAll rights reserved. All use subject to applicable license agreements.\X0D\X0ABuilt on Wed Feb 29 11:04:04 EST 2012 by csabuild in /rel5.0/b1/R3/panos/main\X0D\X0A | IP-9.2 | D P F |  | D F | D F | D F |  |  | No |  |  |  | D F |  | D F |  | D P | D P | D
.1.3.6.1.4.1.6486.800.1.1.2.1.7.1.5 | Switch | ALCATEL | Omniswitch-6850-P48X | 6.3.1.999.R01 Service Release August 18 2008. | IP-7.0.3.24 | D F | D P F | D F | D F | D F |  | D | Yes |  |  |  | D F |  | D F |  | D P | D P | D
.1.3.6.1.4.1.6486.800.1.1.2.1.7.1.10 | Switch | ALCATEL | OmniSwitch-6850 | 6.3.4.378.R01 GA March 11 2009. | IP-7.0.3.19 |  | D P F |  | D F | D F |  |  | Yes |  |  |  | D F | [5 empty] | D
.1.3.6.1.4.1.6486.800.1.1.2.1.7.1.12 | Switch | ALCATEL | OmniSwitch6600 | 6.1.5.479.R01 GA June 11 2007. | IP-8.1.2 | D P F | D P F | D F | D F | D F | D | D | No |  |  |  | D F |  | D F |  | D P | D P | D
.1.3.6.1.4.1.6527.1.3.3 | Router | ALCATEL | 7750 SR12 | TiMOS-C-9.0.R13 cpm/hops ALCATEL SR 7750 Copyright (c) 2000-2012 Alcatel-Lucent.\X0D\X0AAll rights reserved. All use subject to applicable license agreements.\X0D\X0ABuilt on Tue May 22 13:14:20 PDT 2012 by builder in /rel9.0/b1/R13/panos/main\X0D\X0A | IP-9.2 | D P F |  | D F | D F | D F |  |  | Yes |  |  |  | D F | D F | D F |  | D P | D P | D
.1.3.6.1.4.1.800.3.1.1.2 | Switch | ALCATEL | OMNI Switch | Alcatel Omni Switch/Router | IP-7.0.2 | D P F |  | D F | D F | D F |  |  | Yes | [9 empty] | D
.1.3.6.1.4.1.6486.800.1.1.2.2.4.1.3 | Switch | ALCATEL | OmniStack-LS-6200 | OmniStack LS 6200 | IP-7.0.3 | D P F | D P F |  | D F | D F | D | D | Yes |  |  |  | D F | D F |  |  |  |  | D
.1.3.6.1.4.1.6486.800.1.1.2.2.4.1.7 | Switch | ALCATEL | OmniStack-LS-6200 | OmniStack LS 6200 | IP-8.1.1.1 | D P F | D F |  | D F | D F | D | D | No
.1.3.6.1.4.1.6486.800.1.1.2.1.8.1.4 | Switch | ALCATEL | OS9702E | Alcatel-Lucent OS9616/OS9716-CFM2 6.4.3.520.R01 GA April 08 2010. | IP-8.1.2 | D F | D P F | D F | D F | D F |  | D | Yes |  |  |  | D F | D F | D F |  | D P | D P | D
.1.3.6.1.4.1.6527.1.6.3 | Router | ALCATEL | 7450 SR12 | TiMOS-C-6.1.R4 cpm/hops ALCATEL ESS 7450 Copyright (c) 2000-2008 Alcatel-Lucent.\X0D\X0AAll rights reserved. All use subject to applicable license agreements.\X0D\X0ABuilt on Thu Oct 30 15:18:39 PDT 2008 by builder in /rel6.1/b1/R4/panos/main\X0D\X0A | IP-6.2.2 |  |  | D F | D F | D F |  |  | No | [9 empty] | D
.1.3.6.1.4.1.6486.800.1.1.2.1.1.1.1 | Switch | ALCATEL | OmniSwitch-7700 | 5.1.6.87.R02 GA June 27 2005. | IP-7.0.3 | D P F | D F |  | D F | D F | D | D | Yes |  |  |  | D F | [5 empty] | D
.1.3.6.1.4.1.6486.800.1.1.2.1.8.1.2 | Switch | ALCATEL | OS9800 | 6.3.1.999.R01 Service Release August 18 2008. | IP-7.0.3.15 | D F | D P F | D F | D F | D F |  | D | Yes |  |  |  | D F |  | D F |  | D P | D P | D
.1.3.6.1.4.1.6527.1.6.1 | Router | ALCATEL | 7450-ESS | TiMOS-B-5.0.R9 both/hops ALCATEL ESS 7450 Copyright (c) 2000-2007 Alcatel-Lucent.\X0D\X0AAll rights reserved. All use subject to applicable license agreements.\X0D\X0ABuilt on Tue Oct 30 13:14:34 PDT 2007 by builder in /rel5.0/b1/R9/panos/main\X0D\X0A | IP-7.0.3 | D P F |  |  | D F | D F |  |  | No
.1.3.6.1.4.1.6527.6.1.1.2.1 | Router | ALCATEL | SAR-7705-8 | TiMOS-B-5.0.R7 both/hops ALCATEL-LUCENT SAR 7705 \X0D\X0ACopyright (c) 2000-2011 Alcatel-Lucent.\X0D\X0AAll rights reserved. All use subject to applicable license agreements.\X0D\X0ABuilt on Tue Oct 2 15:28:48 EDT 2012 by csabuild in /rel5.0/b1/R7/panos/main\X0D\X0A | IP-9.2.1 | D P F |  | D F | D F | D F |  |  | Yes |  |  |  | D F | D F | D F |  | D P | D P | D
.1.3.6.1.4.1.6527.1.3.4 | Router | ALCATEL | 7750-SR7 | TiMOS-C-4.0.R11 cpm/hops ALCATEL SR 7750 Copyright (c) 2000-2007 Alcatel-Lucent.\X0D\X0AAll rights reserved. All use subject to applicable license agreements.\X0D\X0ABuilt on Tue Feb 20 18:14:18 PST 2007 by builder in /rel4.0/b1/R11/panos/main\X0D\X0A | IP-9.4.2 | D P F |  | D F | D F | D F |  |  | Yes |  |  |  | D F | D F | D F |  | D P | D P | D
.1.3.6.1.4.1.6486.800.1.1.2.1.7.1.48 | Switch | ALCATEL | OS6850E-U24X | Alcatel-Lucent OS6850E-U24X 6.4.4.508.R01 Service Release May 25 2012. | IP-9.2.2 | D F | D P F | D F | D F | D F |  | D | Yes |  |  |  | D F | D F | D F |  | D P | D P | D
.1.3.6.1.4.1.6527.6.2.1.2.2.2 | Router | ALCATEL | Alcatel-7210 | TiMOS-B-4.0.R1 both/mpc ALCATEL SAS-M 24F 2XFP 7210 Copyright (c) 2000-2011 Alcatel-Lucent.\X0D\X0AAll rights reserved. All use subject to applicable license agreements.\X0D\X0ABuilt on Fri Oct 7 20:18:43 IST 2011 by builder in /builder/4.0B1/R1/panos/main\X0D\X0A | IP-9.4.2 | D F |  | D F | D F | D F |  |  | Yes |  |  |  | D F | D F | D F |  | D P | D P | D
.1.3.6.1.4.1.6486.800.1.1.2.1.7.1.6 | Switch | ALCATEL | OS6850-P48L | 6.1.3.719.R01 GA December 06 2006. | IP-8.1.2 | D P F | D P F | D F | D F | D F | D | D | No |  |  |  | D F |  | D F |  | D P | D P | D
.1.3.6.1.4.1.800.3.1.1.3 | Switch | ALCATEL | OmniStack | Alcatel OmniStack | IP-6.0 | D F | D P F | D F | D F | D F |  | D | Yes | [9 empty] | D
.1.3.6.1.4.1.6486.800.1.1.2.1.7.1.8 | Switch | ALCATEL | Omniswitch-6850-P48X | 6.3.4.378.R01 GA March 11 2009. | IP-7.0.3.22 | D F | D P F |  | D F | D F |  | D | Yes |  |  |  | D F | [5 empty] | D
.1.3.6.1.4.1.6486.800.1.1.2.1.7.1.46 | Switch | ALCATEL | OS6850E-P24 | Alcatel-Lucent OS6850E-24 6.4.4.508.R01 Service Release May 25 2012. | IP-9.2.2 | D P F | D P F | D F | D F | D F |  | D | Yes |  |  |  | D F | D F |  |  | D P | D P | D
.1.3.6.1.4.1.6527.6.1.1.2.11 | Router | ALCATEL | Alcatel-SAR-H7705 | TiMOS-B-5.0.R1 both/hops ALCATEL-LUCENT SAR-H 7705 \X0D\X0ACopyright (c) 2000-2011 Alcatel-Lucent.\X0D\X0AAll rights reserved. All use subject to applicable license agreements.\X0D\X0ABuilt on Tue Feb 26 21:55:26 IST 2013 by sarhbuild in /rel5.0/b1/R1/panos/main\X0D\X0A | IP-9.2.2 | D P F |  | D F | D F | D F |  |  | Yes |  |  |  | D F |  | D F |  | D P | D P | D
.1.3.6.1.4.1.6486.800.1.1.2.1.9.1.1 | Switch | ALCATEL | OS6855 | 6.3.4.378.R01 GA March 11 2009. | IP-9.2.1 | D F | D P F | D F | D F | D F | D | D | Yes |  |  |  | D F |  | D F |  | D P | D P | D
.1.3.6.1.4.1.6486.800.1.1.2.1.7.1.11 | Switch | ALCATEL | OS6850-24L | Alcatel-Lucent OS6850-24L 6.4.4.342.R01 GA April 18 2011. | IP-9.2.2 | D P F | D P F | D F | D F | D F |  | D | Yes |  |  |  | D F | D F | D F |  | D P | D P | D
.1.3.6.1.4.1.6486.800.1.1.2.1.8.1.1 | Switch | ALCATEL | OS9700-CFM | Alcatel-Lucent OS9700-CFM 6.4.3.520.R01 GA April 08 2010. | IP-8.1.2 | D F | D F | D F | D F | D F |  | D | No |  |  |  | D F | D F | D F |  | D P | D P | D
.1.3.6.1.4.1.6486.800.1.1.2.1.7.1.1 | Switch | ALCATEL | OS6850-24 | Alcatel-Lucent OS6850-24 6.4.3.520.R01 GA April 08 2010. | IP-9.2.2 | D P F | D P F | D F | D F | D F |  | D | Yes |  |  |  | D F | D F | D F |  | D P | D P | D
.1.3.6.1.4.1.6486.800.1.1.2.1.7.1.42 | Switch | ALCATEL | OS6850E-P24 | Alcatel-Lucent OS6850E-P24 6.4.4.603.R01 Service Release February 27 2013. | IP-9.2.2 | D P F | D P F | D F | D F | D F |  | D | Yes |  |  |  | D F | D F | D F |  | D P | D P | D
.1.3.6.1.4.1.6486.800.1.1.2.1.7.1.40 | Switch | ALCATEL | OS6850-P48 | Alcatel-Lucent OS6850E-P48 6.4.4.508.R01 Service Release May 25 2012. | IP-9.2.2 | D P F | D P F | D F | D F | D F |  | D | Yes |  |  |  | D F | D F | D F |  | D P | D P | D
.1.3.6.1.4.1.6486.800.1.1.2.1.7.1.47 | Switch | ALCATEL | 6850E | Alcatel-Lucent OS6850E-24X 6.4.4.342.R01 GA April 18 2011. | IP-9.1/IP-8.1.3 | D F | D F | D F | D F | D F | D | D | No |  |  |  | D F | D F | D F |  | D P | D P | D
.1.3.6.1.4.1.6486.800.1.1.2.1.11.1.2 | Switch | ALCATEL | 6250 | Alcatel-Lucent OS6250-24M 6.6.3.69.M Development July 04 2011. | IP-9.1/IP-8.1.3 | D F | D F | D F | D F | D F |  | D | No |  |  |  | D F |  | D F |  | D P | D P | D
.1.3.6.1.4.1.6527.6.2.1.2.2.1 | Router | ALCATEL | Alcatel-7210-TiMOS-B-60R5 | TiMOS-B-6.0.R5 both/mpc ALCATEL SAS-M 7210 Copyright (c) 2000-2014 Alcatel-Lucent.\X0D\X0AAll rights reserved. All use subject to applicable license agreements.\X0D\X0ABuilt on Tue Feb 11 19:28:03 IST 2014 by builder in /home/builder/6.0B1/R5/panos/main\X0D\X0A | IP-9.4.2 | D F | D P F | D F | D F | D F |  |  | Yes |  |  |  | D F | D F | D F |  | D P | D P | D
.1.3.6.1.4.1.6527.1.3.8 | Router | ALCATEL | GWR1-7750-SR12E | TiMOS-C-13.0.R4 cpm/hops64 ALCATEL SR 7750 Copyright (c) 2000-2015 Alcatel-Lucent.\X0D\X0AAll rights reserved. All use subject to applicable license agreements.\X0D\X0ABuilt on Wed Jul 29 16:27:26 PDT 2015 by builder in /rel13.0/b1/R4/panos/main\X0D\X0A | IP-9.4.2 | D P F |  | D F | D F | D F |  |  | Yes |  |  |  | D F | D F | D F |  | D P | D P | D
.1.3.6.1.4.1.6486.800.1.1.2.1.7.1.45 | Switch | ALCATEL-LUCENT | OS6850E-48X | Alcatel-Lucent OS6850E-48X 6.4.4.645.R01 Service Release September 24 2013. | IP-9.3 | D P F | D P F | D F | D F | D F |  | D | Yes |  |  |  | D F | D F | D F |  | D P | D P | D
.1.3.6.1.4.1.207.1.4.79 | Switch | ALLIED_TELESYN | AT8016FSC | Allied Telesyn Ethernet Switch AT-8016F/SC | IP-7.0.3.11 | D P F | D P F |  | D F | D F |  |  | No
.1.3.6.1.4.1.207.1.14.65 | Switch | ALLIED_TELESYN | AT-RP48 | Allied Telesis AT-RP48 Rapier 48w version 2.9.1-10 24-Jul-2007 | IP-7.0.3.4 | D F | D P F |  | D F | D | D | D | No |  |  |  |  | D F | D F |  | D P | D P | D
.1.3.6.1.4.1.207.1.4.74 | Switch | ALLIEDTELESIS | AT-8350GB | AT-8350GB | IP-7.0.3.16 | D F | D P F |  | D F | D F |  |  | No | [9 empty] | D
.1.3.6.1.4.1.207.1.14.84 | Switch | ALLIEDTELESIS | AT-RP24i-B | Allied Telesis AT-RP24i-B Rapier 24i NEBS version 2.9.1-22 12-Feb-2010 | IP-9.1/IP-8.1.4 | D F | D P F |  | D F | D | D | D | No | [7 empty] | D P | D P | D
.1.3.6.1.4.1.207.1.4.43 | Switch | ALLIEDTELESIS | AT-8288XL/SC | AT-8288XL/SC AT-S24 version 2.4.202 | IP-8.1.1.1 |  | D P F |  | D F | D F |  |  | No | [9 empty] | D
.1.3.6.1.4.1.207.1.14.85 | Switch | ALLIEDTELESIS | AT-RP24i-B | Allied Telesis AT-RP24i-B Rapier 24i DC NEBS version 2.9.1-22 12-Feb-2010 | IP-9.1/IP-8.1.4 | D F | D P F |  | D F | D | D | D | No | [7 empty] | D P | D P | D
.1.3.6.1.4.1.207.1.14.71 | Switch | ALLIEDTELESIS | AT-RP48w-B-85 | Allied Telesis AT-RP48w-B-85 Rapier 48w version 2.9.1-22 12-Feb-2010 | IP-9.1/IP-8.1.3 | D F | D P F |  | D F | D | D |  | No |  |  |  |  | D F | D F |  | D P | D P | D
.1.3.6.1.4.1.1872.2.3.3.1 | Switch | ALTEON | Switched Firewall | Nortel Switched Firewall HW:NSF-5014-x305 SW:tng-4.1.6.0a_R65 (c) Nortel Networks | IP-6.5.2 | D P F | D P F |  | D F | D F |  |  | No
.1.3.6.1.4.1.12394.1.4 | Switch | ALVARION | BreezeMAXMicroBST | BreezeMAX-MicroBST | IP-8.1.2 | D F |  |  | D F | D F |  |  | No
.1.3.6.1.4.1.12394.1.2 | Switch | ALVARION | BreezeMAX3500NPU | BreezeMAX3500-NPU | IP-8.1.2 | D F |  |  | D F | D F |  |  | No
.1.3.6.1.4.1.32620.1.1 | Switch | ANUE | 5288 | Anue 5288 3.7.0.6-87620-20121016-024730 | IP-9.2.1 |  | D P F |  | D F | D F |  |  | No
.1.3.6.1.4.1.318.1.3.27 | Host | APC | 9630 | APC Web/SNMP Management Card (MB:v3.8.6 PF:v5.1.3 PN:apc_hw05_aos_513.bin AF1:v5.1.3 AN1:apc_hw05_sumx_513.bin MN:AP9630 HR:05 SN: ZA1031001228 MD:07/26/2010) (Embedded PowerNet SNMP Agent SW v2.2 compatible) | IP-8.1.2 | D P F |  |  | D F | D F |  |  | No
.1.3.6.1.4.1.318.1.3.8.4 | Host | APC | APC-Web-SNMP-Mgmt-Card | APC Web/SNMP Management Card (MB:v3.9.2 PF:v3.5.9 PN:apc_hw03_aos_359.bin AF1:v3.5.6 AN1:apc_hw03_nb200_356.bin MN:NBRK0200 HR:05 SN: ZA1041027405 MD:10/09/2010) | IP-9.1/IP-8.1.4 | D P F |  |  | D F | D F |  |  | No
.1.3.6.1.4.1.318.1.3.4.6 | Host | APC | APC-Web-SNMP-Mgmt-Card | APC Web/SNMP Management Card (MB:v3.8.6 PF:v5.1.2 PN:apc_hw05_aos_512.bin AF1:v5.1.0 AN1:apc_hw05_rpdu2g_510.bin MN:AP8961 HR:02 SN: ZA1044026136 MD:10/31/2010) | IP-9.1/IP-8.1.4 | D P F |  |  | D F | D F |  |  | No
.1.3.6.1.4.1.318.1.3.8.1 | Host | APC | aos311 | APC Web/SNMP Management Card (MB:v3.2.0 PF:v3.1.1 PN:aos311.bin AF1:v2.0.0 AN1:em200.bin MN: AP9312THI HR: J13 SN: JA0143053581 MD: 10/23/2001) (Embedded PowerNet SNMP Agent SW v2.2 compatible) | IP-7.0.3.21 | D P F |  |  | D F | D F |  |  | No
.1.3.6.1.4.1.318.1.3.2.12 | Host | APC | AP9606 | APC Web/SNMP Management Card (MB:v3.6.8 PF:v2.6.4 PN:apc_hw02_aos_264.bin AF1:v2.6.1 AN1:apc_hw02_sumx_261.bin MN:AP9619 HR:A10 SN: ZA0608010893 MD:02/15/2006) (Embedded PowerNet SNMP Agent SW v2.2 compatible) | IP-9.4 | D F |  |  | D F | D F |  |  | No
.1.3.6.1.4.1.318 | Host | APC | APC Symmetra UPS | APC SNMP Agent | IP-7.0.3.10 | D P F |  |  | D F | D F |  |  | No
.1.3.6.1.4.1.318.1.3.4.5 | Host | APC | AP7941 | APC Web/SNMP Management Card (MB:v3.8.6 PF:v3.5.8 PN:apc_hw02_aos_358.bin AF1:v3.5.7 AN1:apc_hw02_rpdu_357.bin MN:AP7941 HR:B2 SN: ZA0539005862 MD:09/20/2005) | IP-7.0.3.10 | D P F |  |  | D F | D F |  |  | No
.1.3.6.1.4.1.318.1.3.2.13 | Host | APC | Smart-UPS RT 5000 XL | APC Web/SNMP Management Card (MB:v3.6.7 PF:v2.5.3 PN:apc_hw02_aos_253.bin AF1:v2.5.3 AN1:apc_hw02_sumx_253.bin MN:AP9619 HR:A10 SN: ZA0505003378 MD:01/31/2005) (Embedded PowerNet SNMP Agent SW v2.2 compatible) | IP-9.4 | D F |  |  | D F | D F |  |  | No
.1.3.6.1.4.1.318.1.3.13.3 | Host | APC | APC-Web-SNMP-Mgmt-Card | APC Web/SNMP Management Card (MB:v3.8.6 PF:v3.3.4 PN:apc_hw02_aos_334.bin AF1:v3.3.1 AN1:apc_hw02_sy3p_331.bin MN:AP9617 HR:A10 SN: ZA0635004037 MD:08/22/2006) (Embedded PowerNet SNMP Agent SW v2.2 compatible) | IP-9.1/IP-8.1.4 | D P F |  |  | D F | D F |  |  | No
.1.3.6.1.4.1.318.1.3.4.5.1.3.4.5 | Host | APC | APC-Web-SNMP-Mgmt-Card | APC Web/SNMP Management Card (MB:v3.8.6 PF:v3.5.8 PN:apc_hw02_aos_358.bin AF1:v3.5.7 AN1:apc_hw02_rpdu_357.bin MN:AP7830 HR:B2 SN: ZA0523015806 MD:06/02/2005) | IP-9.1/IP-8.1.4 | D P F |  |  | D F | D F |  |  | No
.1.3.6.1.4.1.318.1.3.2.15 | Host | APC | Smart-UPS RT 10000 RM XL | APC Web/SNMP Management Card (MB:v3.8.6 PF:v3.3.4 PN:apc_hw02_aos_334.bin AF1:v3.3.1 AN1:apc_hw02_sumx_331.bin MN:AP9619 HR:A10 SN: NA0633005654 MD:08/08/2006) (Embedded PowerNet SNMP Agent SW v2.2 compatible) | IP-9.4 | D P F |  |  | D F | D F |  |  | No
.1.3.6.1.4.1.318.1.3.15 | Host | APC | APC-InfraStruXure-PDU | APC InfraStruXure PDU (MB:v3.7.0 PF:v2.6.4 PN:apc_hw02_aos_264.bin AF1:v2.0.2 AN1:apc_hw02_xpdu_202.bin MN:0M-5103 HR:B2 SN: PI0551341388 MD:12/12/2005) | IP-9.1/IP-8.1.4 | D F |  |  | D F | D F |  |  | No
.1.3.6.1.4.1.318.1.3.8.2 | Host | APC | APC-Environmental-Mgmt-System | APC Environmental Management System (MB:v3.6.9 PF:v2.6.4 PN:apc_hw02_aos_264.bin AF1:v2.6.7 AN1:apc_hw02_ems_267.bin MN:AP9320 HR:4 SN: WA0451110988 MD:01/04/2005) | IP-9.1/IP-8.1.4 | D F |  |  | D F | D F |  |  | No
.1.3.6.1.4.1.318.1.3.2.18 | Host | APC | APC-Web-SNMP-Mgmt-Card | APC Web/SNMP Management Card (MB:v3.9.2 PF:v3.6.1 PN:apc_hw02_aos_361.bin AF1:v3.5.8 AN1:apc_hw02_sumx_358.bin MN:AP9619 HR:A10 SN: BA0936016879 MD:09/04/2009) (Embedded PowerNet SNMP Agent SW v2.2 compatible) | IP-9.1/IP-8.1.4 | D P F |  |  | D F | D F |  |  | No
.1.3.6.1.4.1.318.1.3.14.4 | Host | APC | APC-Web-SNMP-Mgmt-Card | APC Web/SNMP Management Card (MB:v3.8.6 PF:v3.5.2 PN:apc_hw03_aos_352.bin AF1:v3.5.0 AN1:apc_hw03_acsc_350.bin MN:ACSC100 HR:04 SN: YK0905110018 MD:02/03/2009) | IP-9.1/IP-8.1.4 | D P F |  |  | D F | D F |  |  | No
.1.3.6.1.4.1.318.1.3.2.7 | Host | APC | UPS | APC Web/SNMP Management Card (MB:v3.4.4 PF:v1.2.0 PN:apc_hw02_aos_120.bin AF1:v1.2.0 AN1:apc_hw02_sumx_120.bin MN: AP9617 HR: A10 SN: JA0322022384 MD: 05/28/2003) (Embedded PowerNet SNMP Agent SW v2.2 compatible) | IP-6.5.2 | D F |  |  | D F | D F |  |  | No
.1.3.6.1.4.1.318.1.3.4.4 | Host | APC | AP9617 | APC Web/SNMP Management Card (MB:v3.6.8 PF:v2.6.4 PN:apc_hw02_aos_264.bin AF1:v2.6.2 AN1:apc_hw02_msp_262.bin MN:AP9617 HR:A10 SN: ZA0617000315 MD:04/18/2006) | IP-8.1.1.1 | D F |  |  | D F | D F |  |  | No
.1.3.6.1.4.1.318.1.3.13.4 | Host | APC | APC-Web-SNMP-Mgmt-Card | APC Web/SNMP Management Card (MB:v3.8.6 PF:v3.3.4 PN:apc_hw02_aos_334.bin AF1:v3.3.1 AN1:apc_hw02_sy3p_331.bin MN:AP9617 HR:A10 SN: JA0342049857 MD:10/19/2003) (Embedded PowerNet SNMP Agent SW v2.2 compatible) | IP-9.1/IP-8.1.4 | D P F |  |  | D F | D F |  |  | No
.1.3.6.1.4.1.318.1.3.2.10 | Host | APC |  | APC Web/SNMP Management Card (MB:v3.8.3 PF:v3.2.1 PN:apc_hw02_aos_321.bin AF1:v3.2.1 AN1:apc_hw02_sumx_321.bin MN:AP9617 HR:A10 SN: ZA0432008373 MD:08/08/2004) (Embedded PowerNet SNMP Agent SW v2.2 compatible) | IP-6.0 | D P F |  |  | D F | D F |  |  | No
.1.3.6.1.4.1.318.1.3.2.11 | Host | APC | APC-Web-SNMP-Mgmt-Card | APC Web/SNMP Management Card (MB:v3.6.2 PF:v2.1.1 PN:apc_hw02_aos_211.bin AF1:v2.1.0 AN1:apc_hw02_sumx_210.bin MN:AP9617 HR:A10 SN:JA0402002616 MD:01/05/2004) (Embedded PowerNet SNMP Agent SW v2.2 compatible) | IP-9.1/IP-8.1.4 | D P F |  |  | D F | D F |  |  | No
.1.3.6.1.4.1.318.1.3.7 | Host | APC | AP9619 | APC Web/SNMP Management Card (MB:v3.6.4 PF:v2.5.0 PN:apc_hw02_aos_250.bin AF1:v2.5.2 AN1:apc_hw02_dp3e_252.bin MN:AP9619 HR:R9 SN: BA0238009011 MD:09/21/2002) (Embedded PowerNet SNMP Agent SW v2.2 compatible) | IP-7.0.3.9 | D P F |  |  | D F | D F |  |  | No
.1.3.6.1.4.1.318.1.3.3.1 | Host | APC | matrixUPS3000 | APC Web/SNMP Management Card (MB:v3.4.4 PF:v1.2.0 PN:apc_hw02_aos_120.bin AF1:v1.2.0 AN1:apc_hw02_sumx_120.bin MN: AP9618 HR: A10 SN: JA0340007742 MD: 09/30/2003) (Embedded PowerNet SNMP Agent SW v2.2 compatible) | IP-7.0.3.8 | D F |  |  | D F | D F |  |  | No
.1.3.6.1.4.1.318.1.3.8.3 | Host | APC | APC EMU | APC Environmental Monitoring Unit (MB:v3.6.9 PF:v2.6.4 PN:apc_hw02_aos_264.bin AF1:v2.6.7 AN1:apc_hw02_ems_267.bin MN:AP9319 HR:3 SN: ZA0541012536 MD:10/06/2005) | IP-7.0.3.10 | D F |  |  | D F | D F |  |  | No
.1.3.6.1.4.1.318.1.3.5.4 | Host | APC | APC UPS Symmetra16KVA | APC Web/SNMP Management Card (MB:v3.2.0 PF:v3.2.6.b PN:aos326b.bin AF1:v3.2.6.a AN1:sy326a.bin MN: AP9606 HR: J12 SN: JA0134024051 MD: 08/23/2001) (Embedded PowerNet SNMP Agent SW v2.2 compatible) | IP-6.5.3.10 | D P F |  |  | D F | D F |  |  | No
.1.3.6.1.4.1.10830.3.1 | Switch | APCON | ACI-2064 | APCON ACI-2064 | IP-9.1/IP-8.1.4 | D P F |  |  | D F | D F |  |  | No
.1.3.6.1.4.1.9694.1.6 | Host | ARBOR | APS-2100-1g | Pravail Model: APS-2100-1g Serial: PRV-3190042A | IP-9.4.2 | D P F |  |  | D F | D F |  |  | No
.1.3.6.1.4.1.9694.1.5 | Host | ARBORNETWORKS | TMS-3100 | Peakflow TMS 5.1 Model: TMS-3100 Serial: 0934854-027 | IP-8.1.2 | D P F |  |  | D F | D F |  |  | No
.1.3.6.1.4.1.30065.1.3011.7050.3095.32 | Switch | ARISTA | DCS7050-QX32 | Arista Networks EOS version 4.14.4F running on an Arista Networks DCS-7050QX-32 | IP-9.4.2 | D P F | D P F |  | D F | D F |  | D | No | [7 empty] | D P | D P | D
.1.3.6.1.4.1.30065.1.3011.7250.3095.64 | Switch | ARISTA | DCS-7250QX-64 | Arista Networks EOS version 4.14.6M running on an Arista Networks DCS-7280SE-64 | IP-9.4.1 | D P F | D P F |  | D F | D F |  | D | Yes |  |  |  | D F | D F | D F | D F | D P | D P | D
.1.3.6.1.4.1.30065.1.3011.7280.3714.64 | Switch | ARISTA | Arista-7280SE-64 | Arista Networks EOS version 4.14.6M running on an Arista Networks DCS-7280SE-64 | IP-9.4 | D P F | D P F |  | D F | D F |  | D | Yes |  |  |  | D F | D F | D F | D F | D P | D P | D
.1.3.6.1.4.1.30065.1.3011.7050.3282.64 | Switch | ARISTA | DCS-7050S-64 | Arista Networks EOS version 4.9.3.2 running on an Arista Networks DCS-7050S-64 | IP-9.2 | D P F | D P F |  | D F | D F |  | D | Yes | [7 empty] | D P | D P | D
.1.3.6.1.4.1.30065.1.3011.7150.3282.24 | Switch | ARISTA | DCS-7150S-24 | Arista Networks EOS version 4.10.0-7150-820241.EOS41007150 (engineering build) running on an Arista Networks DCS-7150S-24 | IP-9.1/IP-8.1.4 | D P F | D P F |  | D F | D F |  | D | Yes |  |  |  | D F | D F | D F | D F | D P | D P | D
.1.3.6.1.4.1.30065.1.3011.7124.3282 | Switch | ARISTA | DCS7124 | Arista Networks EOS version 4.5.2-312063.EOS452forced100 (engineering build) running on an Arista Networks DCS-7124S | IP-8.1.2 | D P F | D P F |  | D F | D F |  | D | Yes | [7 empty] | D P | D P | D
.1.3.6.1.4.1.30065.1.3011.7050.1958.64 | Switch | ARISTA | DCS-7050TX-64 | Arista Networks EOS version 4.15.2F running on an Arista Networks DCS-7050TX-64 | IP-9.4.2 | D P F | D P F |  | D F | D F |  | D | Yes | [7 empty] | D P | D P | D
.1.3.6.1.4.1.30065.1.3011.7048.427.3648 | Switch | ARISTA | DCS7048TA | Arista Networks EOS version 4.14.6M running on an Arista Networks DCS-7280SE-64 | IP-9.4.1 | D P F | D P F |  | D F | D F |  | D | Yes |  |  |  | D F | D F | D F | D F | D P | D P | D
.1.3.6.1.4.1.30065.1.3011.7150.3282.52.2745 | Switch | ARISTA | DCS-7150S-52-CL | Arista Networks EOS version 4.11.2 running on an Arista Networks DCS-7150S-52-CL | IP-9.2.1 | D P F | D P F |  | D F | D F |  | D | Yes | [7 empty] | D P | D P | D
.1.3.6.1.4.1.30065.1.3011.7504 | Switch | ARISTA | DCS-7504 | Arista Networks EOS version 4.10.1-796182.20124101rchertov (engineering build) running on an Arista Networks DCS-7504 | IP-9.1/IP-8.1.4 | D P F | D P F | D F | D F | D F |  | D | Yes |  |  |  | D F | D F | D F | D F | D P | D P | D
.1.3.6.1.4.1.30065.1.3011.7050.3741.64 | Switch | ARISTA | DCS-7050SX-64 | Arista Networks EOS version 4.15.2F running on an Arista Networks DCS-7050SX-64 | IP-9.4.2 | D P F | D P F |  | D F | D F |  | D | Yes | [7 empty] | D P | D P | D
.1.3.6.1.4.1.30065.1.3011.7148.3741 | Switch | ARISTA | DCS7148 | Arista Networks EOS version 4.6.3-386650.2011EOS463sudhakar (engineering build) running on an Arista Networks DCS-7148SX | IP-8.1.2 | D F | D F |  | D F | D F |  | D | Yes |  |  |  | D F | D F | D F | D F | D P | D P | D
.1.3.6.1.4.1.30065.1.3011.7150.3282.64.2745 | Switch | ARISTA | DCS-7150S-64-CL | Arista Networks EOS version 4.11.2-1129881.411x7150tapaggsuraj (engineering build) running on an Arista Networks DCS-7150S-64-CL | IP-9.2.1 | D P F | D P F |  | D F | D F |  | D | Yes |  |  |  | D F | D F | D F | D F | D P | D P | D
.1.3.6.1.4.1.30065.1.3011.7124.3741 | Switch | ARISTA | DCS-7124S-R | Arista Networks EOS version 4.7.3 running on an Arista Networks DCS-7124SX | IP-9.1/IP-8.1.3 | D P F | D P F |  | D F | D F |  | D | Yes | [7 empty] | D P | D P | D
.1.3.6.1.4.1.30065.1.3011.7050.427.64 | Switch | ARISTA | DCS-7050T-64 | Arista Networks EOS version 4.10.1-787758.EOS4101ramya (engineering build) running on an Arista Networks DCS-7050T-64 | IP-9.1/IP-8.1.4 | D P F | D P F |  | D F | D F |  | D | Yes |  |  |  | D F | D F | D F | D F | D P | D P | D
.1.3.6.1.4.1.30065.1.3011.7260.3095.64 | Switch | ARISTA | 7260QX-64 | Arista Networks EOS version 4.15.1FX-7060X running on an Arista Networks DCS-7260QX-64 | IP-9.4.2 | D P F | D P F |  | D F | D F |  | D | Yes | [7 empty] | D P | D P | D
.1.3.6.1.4.1.30065.1.3011.7050.3282.52 | Switch | ARISTA | DCS-7050S-52 | Arista Networks EOS version 4.9.4-795317.EOS495 (engineering build) running on an Arista Networks DCS-7050S-52 | IP-9.1/IP-8.1.4 | D P F | D P F |  | D F | D F |  | D | Yes |  |  |  | D F | D F | D F | D F | D P | D P | D
.1.3.6.1.4.1.30065.1.3011.7508 | Switch | ARISTA | DCS7508 | Arista Networks EOS version 4.6.1-Msft1 running on an Arista Networks DCS-7508 | IP-9.2.1 | D P F | D P F |  | D F | D F |  | D | Yes | [7 empty] | D P | D P | D
.1.3.6.1.4.1.30065.1.3011.7010.427.48 | Switch | ARISTA | DCS-7010T-48 | Arista Networks EOS version 4.14.3F running on an Arista Networks DCS-7010T-48 | IP-9.4 | D P F | D P F |  | D F | D F |  | D | Yes | [7 empty] | D P | D P | D
.1.3.6.1.4.1.30065.1.3011.7050.2512.16 | Switch | ARISTA | DCS-7050Q-16 | Arista Networks EOS version 4.11.5.1 running on an Arista Networks DCS-7050Q-16 | IP-9.3 | D P F | D P F |  | D F | D F |  | D | Yes | [7 empty] | D P | D P | D
.1.3.6.1.4.1.14823.1.1.41 | WirelessController | ARUBA | 7030 | ArubaOS (MODEL: Aruba7030) Version 6.4.2.10 (50952) | IP-9.4.2 | D P F | D P F | D F | D F | D F |  | D | No |  |  |  | D F | D F |  |  | D P | D P | D
.1.3.6.1.4.1.14823.1.1.13 | WirelessController | ARUBA | 3200 | ArubaOS (MODEL: Aruba3200-US) Version 3.3.2.1 (19126) | IP-7.0.3.13 | D P F | D P F |  | D F | D F |  |  | No | [7 empty] | D P | D P | D
.1.3.6.1.4.1.14823.1.1.32 | WirelessController | ARUBA | Aruba7210 | ArubaOS (MODEL: Aruba7210-US) Version 6.2.1.3 (39155) | IP-9.3 | D F | D P F | D F | D F | D F |  | D | No |  |  |  | D F |  |  |  | D P | D P | D
.1.3.6.1.4.1.14823.1.1.3 | WirelessController | ARUBA | 800 | ArubaOS (MODEL: Aruba800) Version 2.4.2.0 | IP-9.1 | D F | D P F |  | D F | D F |  |  | No | [7 empty] | D P | D P | D
.1.3.6.1.4.1.14823.1.2.4 | Switch | ARUBA | AP 61 | ArubaOS Version 2.5.1.5\X0A | IP-6.5.2 |  |  |  | D F | D F |  |  | No
.1.3.6.1.4.1.14823.1.1.1 | WirelessController | ARUBA | 5000 | ArubaOS (MODEL: Aruba5000) Version 2.5.4.2 (13564) | IP-9.1 | D F | D P F | D F | D F | D F |  | D | No | [7 empty] | D P | D P | D
.1.3.6.1.4.1.14823.1.1.17 | WirelessController | ARUBA | Aruba3600 | ArubaOS (MODEL: Aruba3600-US) Version 3.3.2.7 (19803) | IP-9.1 | D F | D P F | D F | D F | D F |  | D | No | [7 empty] | D P | D P | D
.1.3.6.1.4.1.14823.1.1.7 | Router | ARUBA | 2400e | ArubaOS (MODEL: Aruba2400-E) Version 2.5.2.6 (12747) | IP-7.0.2 | D F |  |  | D F | D F |  |  | No | [7 empty] | D P | D P | D
.1.3.6.1.4.1.14823.1.1.33 | WirelessController | ARUBA | Aruba7220 | ArubaOS (MODEL: Aruba7220-US) Version 6.2.1.3 (39155) | IP-9.3 | D F | D P F | D F | D F | D F |  | D | No |  |  |  | D F |  |  |  | D P | D P | D
.1.3.6.1.4.1.14823.1.1.25 | Switch | ARUBA | ArubaS3500-24T | ArubaOS (MODEL: ArubaS3500-24T) Version 7.2.2.2 (39246) | IP-9.3 |  | D P F | D F | D F | D F |  |  | No |  |  |  | D F |  |  |  | D P | D P | D
.1.3.6.1.4.1.14823.1.1.27 | Switch | ARUBA | ArubaS3500-48T | ArubaOS (MODEL: ArubaS3500-48T) Version 7.1.3.2 (34362) | IP-9.4 |  | D P F | D F | D F | D F |  | D | No |  |  |  | D F |  |  |  | D P | D P | D
.1.3.6.1.4.1.14823.1.1.28 | Switch | ARUBA | ArubaS2500-24P-US | ArubaOS (MODEL: ArubaS2500-24P-US) Version 7.2.2.2 (39246) | IP-9.3 |  | D P F | D F | D F | D F |  |  | No |  |  |  | D F |  |  |  | D P | D P | D
.1.3.6.1.4.1.14823.1.1.2 | WirelessController | ARUBA | 2400 | ArubaOS (MODEL: Aruba2400) Version 2.4.2.0 | IP-9.1 | D F | D P F |  | D F | D F |  |  | No | [7 empty] | D P | D P | D
.1.3.6.1.4.1.14823.1.1.15 | WirelessController | ARUBA | Aruba 3400 | ArubaOS (MODEL: Aruba3400-US) Version 3.3.2.1 (19126) | IP-9.1 | D P F | D P F | D F | D F | D F |  | D | No | [7 empty] | D P | D P | D
.1.3.6.1.4.1.14823.1.2.14 | Switch | ARUBA | AP 65 | ArubaOS Version 2.5.1.8\X0A | IP-6.5.3 |  |  |  | D F | D F |  |  | No
.1.3.6.1.4.1.14823.1.1.19 | WirelessController | ARUBA | Aruba650 | ArubaOS (MODEL: Aruba650-US) Version 5.0.3.0 (26207) | IP-8.1.2 |  | D P F | D F | D F | D F |  | D | No |  |  |  | D F | D F |  |  | D P | D P | D
.1.3.6.1.4.1.14823.1.1.20 | Switch | ARUBA | Aruba651 | ArubaOS (MODEL: Aruba651-US) Version 6.1.2.1 (29129) | IP-9.0/8.1.3 |  | D P F | D F | D F | D F |  | D | No |  |  |  | D F | D F |  |  | D P | D P | D
.1.3.6.1.4.1.14823.1.1.4 | WirelessController | ARUBA | 6000 | ArubaOS (MODEL: Aruba6000) Version 3.1.1.8 (16845) | IP-9.1 | D P F | D P F | D F | D F | D F |  | D | No | [7 empty] | D P | D P | D
.1.3.6.1.4.1.14823.1.1.9 | Switch | ARUBA | 800-4 | ArubaOS (MODEL: Aruba800-4) Version 2.4.2.0 | IP-6.5.2 | D F |  |  | D F | D F |  |  | No | [7 empty] | D P | D P | D
.1.3.6.1.4.1.14823.1.2.5 | Hub | ARUBANETWORKS | AP70 | ArubaOS Version 2.5.1.5\X0A | IP-6.5.2 | D |  |  | D F | D F |  |  | No
.1.3.6.1.4.1.14823.1.2.48 | WirelessAccessPoint | ARUBANETWORKS | IAP-135 | ArubaOS Version 6.2.1.0-3.3.0.1\X0A | IP-9.3 | D P F |  |  | D F | D F |  |  | No
.1.3.6.1.4.1.14823.1.2.51 | WirelessAccessPoint | ARUBANETWORKS | RAP-3WN | ArubaOS Version 6.2.1.0-3.3.0.1\X0A | IP-9.3 | D P F |  |  | D F | D F |  |  | No
.1.3.6.1.4.1.27614 | Host | ASCOM-SWEDEN | IPBS2 | IPBS2[5.0.11] Bootcode[5.0.11] Hardware[IPBS2-C3/1B1] | IP-9.3 | D F |  |  | D F | D F |  |  | No
.1.3.6.1.4.1.2623.4.1 | Router | ASUSTEK | WL320g | ASUSTeK WL320g 1.9.7.8 | IP-8.1.2 | D P F |  |  | D F | D F |  |  | No
.1.3.6.1.4.1.74.1.30.8.3.1 | Router | AT&T | Netgate8200 | 8200 6.0.46 | IP-9.4 | D P F |  |  | D F | D F |  |  | No | [7 empty] | D P | D P
.1.3.6.1.4.1.5003.8.1.1.3 | MediaGateway | AUDIOCODE | AudioCodesLTD-MP-124-FXS | Product: GW 24 FXS;SW Version: 6.60A.233.015 | IP-9.4 |  |  | D F | D F | D F |  |  | No | [7 empty] | D P | D P | D
.1.3.6.1.4.1.5003.8.1.1.31 | MediaGateway | AUDIOCODE | Mediant1000 | Product: MG 2K;SW Version: 5.20A.027.004 | IP-7.0.3.17 | D P F |  |  | D F | D F |  |  | No
.1.3.6.1.4.1.5003.8.1.1.71 | MediaGateway | AUDIOCODES | MG-1K-ESBC | Product: MG 1K ESBC;SW Version: 6.60A.281.003 | IP-9.3 | D P F |  | D F | D F | D F |  |  | No |  |  |  |  | D F |  |  | D P | D P | D
.1.3.6.1.4.1.5003.8.1.1.67 | MediaGateway | AUDIOCODES | Mediant1000-MSBG | Product: MG 1K MSBG;SW Version: 6.40A.029.008 | IP-9.1/IP-8.1.4 | D P F |  | D F | D F | D F |  |  | No | [7 empty] | D P | D P | D
.1.3.6.1.4.1.5003.8.1.1.47 | MediaGateway | AUDIOCODES | acProductMediant1000 | Product: MG 1K;SW Version: 5.60A.026.003 | IP-9.3 | D P F |  | D F | D F | D F |  |  | No | [9 empty] | D
.1.3.6.1.4.1.5003.8.1.1.56 | MediaGateway | AUDIOCODES | acProductMediaPack118 | Product: GW 8 FXS;SW Version: 6.60A.030.010 | IP-9.3 | D P F |  | D F | D F | D F |  |  | No | [7 empty] | D P | D P | D
.1.3.6.1.4.1.6889.1.45.103.7 | Switch | AVAYA | G250-DCP | Avaya Inc. G250-DCP Media Gateway SW Version 25.17.0 | IP-6.5.2 | D P F |  |  | D F | D F |  |  | No
.1.3.6.1.4.1.6889.1.45.103.6 | MediaGateway | AVAYA | G250-DS1 | Avaya Inc. G250-DS1 Media Gateway SW Version 25.17.0 | IP-6.5.2 | D P F |  |  | D F | D F |  |  | No
.1.3.6.1.4.1.1866.1.18 | Host | AVAYA | VPNet Service Unit Model 208 3DES ENCRYPTION | Security Gateway Model 208 3DES ENCRYPTION (Standard) Runtime system version 4.6.22 Thu May 12 17:01:54 PDT 2005 | IP-7.0 | D F |  |  | D F | D F |  |  | No | [8 empty] | D P | D
.1.3.6.1.4.1.1866.1.11 | Host | AVAYA | VPNet Service Unit Model 10000 3DES ENCRYPTION | VPNet Service Unit Model 10000 3DES ENCRYPTION (Standard) Runtime system version 3.2.38 3/21/2005 | IP-7.0 | D F |  |  | D F | D F |  |  | No | [8 empty] | D P | D
.1.3.6.1.4.1.6889.1.45.103.41 | MediaGateway | AVAYA | G430 | Avaya Inc. G430 Media Gateway SW Version 31.17.1 | IP-8.1.2 | D P F | D P F |  | D F | D F |  | D | No
.1.3.6.1.4.1.6889.1.35 | Switch | AVAYA | Aura-System-Manager | SubAgent-Avaya-Aura-System-Manager | IP-9.1/IP-8.1.4 | D P F |  |  | D F | D F |  |  | No | [7 empty] | D P | D P | D |  | D
.1.3.6.1.4.1.6889.1.45.103.8 | MediaGateway | AVAYA | G450 | Avaya Inc. G450 Media Gateway SW Version 30.11.3 | IP-8.1.1.1 | D P F |  |  | D F | D F |  |  | No
.1.3.6.1.4.1.1866.1.17 | Host | AVAYA | Avaya Security Gateway Model 203 3DES ENCRYPTION | Security Gateway Model 203 3DES ENCRYPTION (Standard) Runtime system version 4.5.51 Wed Dec 1 08:20:53 PST 2004 | IP-7.0 | D F |  |  | D F | D F |  |  | No | [8 empty] | D P | D
.1.3.6.1.4.1.6889.1.45.103.2 | MediaGateway | AVAYA | G350 | Avaya Inc. G350 Media Gateway SW Version 26.36.0 | IP-7.0.3.3 | D P F |  |  | D F | D F |  |  | No
.1.3.6.1.4.1.6889.1.69.2.1 | Host | AVAYA | IP_PHONE_9620 | Avaya Phone | IP-9.2.2 | D F |  |  | D F | D F |  |  | No
.1.3.6.1.4.1.6889.1.5.1 | CallServer | AVAYA | s8500 | Avaya SIP Enablement Services (SES) | IP-6.5.3 | D P F |  |  | D F | D F |  |  | No
.1.3.6.1.4.1.6889.1.45.103.4 | Switch | AVAYA | G250-ANALOG | Avaya Inc. G250 Media Gateway SW Version 24.17.0 | IP-6.5.2 | D P F |  |  | D F | D F |  |  | No
.1.3.6.1.4.1.1866.1.6 | Host | AVAYA | VPNet Service Unit Model 100 3DES ENCRYPTION | VPNet Service Unit Model 100 3DES ENCRYPTION (Standard) Runtime system version 3.1.74 1/6/2003 | IP-7.0 | D F |  |  | D F | D F |  |  | No | [9 empty] | D
.1.3.6.1.4.1.1866.1.10 | Host | AVAYA | VSU-2000 | VPNet Service Unit Model 2000 3DES ENCRYPTION (Standard) Runtime system version 3.2.38 3/21/2005 | IP-7.0 | D F |  |  | D F | D F |  |  | No | [8 empty] | D P | D
.1.3.6.1.4.1.6889.2.42.1.2 | Host | AVAYA | Avaya-MSS | Linux btrommss 2.6.9-89.31.1.ELsmp #1 SMP Mon Oct 4 21:53:22 EDT 2010 i686 | IP-9.0/8.1.3 | D P F |  |  | D F | D F |  |  | No | [7 empty] | D P | D P | D |  | D P
.1.3.6.1.4.1.81.17.1.19 | Switch | AVAYA | C360 | Avaya Inc.- C360 Stackable Switch SW version 4.5.14 | IP-6.5.2 | D F | D F |  | D F | D F | D |  | No |  |  |  | D F | D F |  |  |  |  | D
.1.3.6.1.4.1.1866.1.7 | Host | AVAYA | VSU-5000 | VPNet Service Unit Model 5000 3DES ENCRYPTION (Standard) Runtime system version 3.2.38 3/21/2005 | IP-7.0 | D F |  |  | D F | D F |  |  | No | [8 empty] | D P | D
.1.3.6.1.4.1.1866.1.14 | Host | AVAYA | VPNet Service Unit Model 200 3DES ENCRYPTION | Security Gateway Model 200 3DES ENCRYPTION (Standard) Runtime system version 4.5.53 Fri Feb 18 09:59:37 PST 2005 | IP-7.0 | D P F |  |  | D F | D F |  |  | No | [8 empty] | D P | D P
.1.3.6.1.4.1.45.3.80.2 | Switch | AVAYA | 3526T-PWR+ | Ethernet Routing Switch 3526T-PWR+ HW:00 FW:1.0.0.6 SW:v5.0.2.017 BN:17 (c) Avaya Networks | IP-9.3 | D P F | D P F | D F | D F | D F | D | D | Yes |  |  |  | D F | D F | D F |  | D P | D P | D
.1.3.6.1.4.1.6889.1.27.1.1 | Host | AVAYA | AESVirtualAppliance | Application Enablement Service (AES) Server r5-2-1-103-0 VIRTUAL_APPLIANCE | IP-9.0/8.1.3 | D P F |  |  | D F | D F |  |  | No | [7 empty] | D P | D P | D |  | D P
.1.3.6.1.4.1.6889.1.8.1.58 | CallServer | AVAYA | AvayaAuraCommunicationManager | Avaya Aura(TM) Communication Manager | IP-8.1.2 | D P F |  |  | D F | D F |  |  | No
.1.3.6.1.4.1.45.3.78.3 | Switch | AVAYA | 4826GTS | Ethernet Routing Switch 4826GTS HW:01 FW:5.6.0.15 SW:v5.6.0.008 BN:08 (c) Avaya Networks | IP-9.3 | D P F | D P F | D F | D F | D F | D | D | Yes |  |  |  | D F | D F | D F |  | D P | D P | D
.1.3.6.1.4.1.6889.1.8.1.51 | CallServer | AVAYA | s8700i | Avaya S8700 Server for IP Connect Configurations | IP-6.2.2 | D P F |  |  | D F | D F |  |  | No
.1.3.6.1.4.1.6889.1.9 | MediaGateway | AVAYA | G700 Media Gateway | Avaya G700 Telephony Media Gateway | IP-6.2.2 | D P F |  |  | D F | D F |  |  | No
.1.3.6.1.4.1.5003.8.2.1.2 | MediaGateway | AVAYA | G680 | Product: MEDIANT5000 ; SW Version: 5.8.76 | IP-8.1.1.1 | D P F |  |  | D F | D F |  |  | No
.1.3.6.1.4.1.6889.1.36 | Switch | AVAYA | Aura-System-Manager | Avaya-Aura-Session-Manager | IP-9.1/IP-8.1.4 | D P F |  |  | D F | D F |  |  | No | [7 empty] | D P | D P | D |  | D
.1.3.6.1.4.1.6889.1.45.103.1 | Switch | AVAYA | C460 | Avaya Inc.- C460ML Multi-layer Switch SW version 2.0.6 | IP-6.5.2 | D F | D P F |  | D F | D F | D |  | No
.1.3.6.1.4.1.6889.1.50 | Host | AVAYA | Avaya-Aura-System-Platform | SubAgent-Avaya-Aura-System-Platform | IP-9.2 | D P F |  |  | D F | D F |  |  | No | [7 empty] | D P | D P | D |  | D P
.1.3.6.1.4.1.6889.1.4.1 | Host | AVAYA | InteractionCenter | Avaya Alarm+SNMP Server | IP-7.0.3.21 | D P F |  |  | D F | D F |  |  | No
.1.3.6.1.4.1.11898.2.4.12 | Bridge | AVAYA | AP-8 | Avaya AP-8 v2.5.2(894) SN-05UT16570049 v3.1.0 | IP-6.5.2 | D F | D F |  | D F | D F | D |  | No
.1.3.6.1.4.1.10418.16.1.3 | Host | AVOCENT | Cyclades-ACS6048 | Cyclades ACS 6000 | IP-9.1/IP-8.1.3 | D P F |  |  | D F | D F |  |  | No |  |  |  | D F | [5 empty] | D
.1.3.6.1.4.1.10418.3.1.14 | Host | AVOCENT | Avocent-KVM | 2161DS-2 01.00.13.01 | IP-7.0.3.21 | D P F |  |  | D F | D F |  |  | No
.1.3.6.1.4.1.10418.16.1.5 | Host | AVOCENT | Cyclades-ACS6008 | Cyclades ACS 6000 | IP-9.1/IP-8.1.3 | D P F |  |  | D F | D F |  |  | No |  |  |  | D F | [5 empty] | D
.1.3.6.1.4.1.10418.16.2 | Host | AVOCENT | Cyclades-ACS-6000 | Cyclades ACS 6000 | IP-9.2 | D P F |  |  | D F | D F |  |  | No | [7 empty] | D P | D P
.1.3.6.1.4.1.10418.7.1.22 | Switch | AVOCENT | DSR2035 | DSR2035 03.05.01.16 | IP-7.0.3.21 | D P F |  |  | D F | D F |  |  | No
.1.3.6.1.4.1.10418.7.1.3 | Switch | AVOCENTCORPORATION | DSR4160 | DSR4160 01.02.01.04 | IP-7.0.3.9 | D P F |  |  | D F | D F |  |  | No
.1.3.6.1.4.1.10418.7.1.6 | Switch | AVOCENTCORPORATION | DSR4010 | DSR4010 02.03.01.04 | IP-7.0.3.9 | D P F |  |  | D F | D F |  |  | No
.1.3.6.1.4.1.10418.7.1.10 | Host | AVOCENTCORPORATION | DSR2020 | DSR2020 03.06.04.07 | IP-7.0.3.17 | D P F |  |  | D F | D F |  |  | No
.1.3.6.1.4.1.10418.3.1.6 | Switch | AVOCENTCORPORATION | A2000R | A2000R 02.00.21 | IP-7.0.3.17 | D P F |  |  | D F | D F |  |  | No
.1.3.6.1.4.1.10418.7.1.11 | Host | AVOCENTCORPORATION | DSR4020 | DSR4020 03.06.01.01 | IP-7.0.3.17 | D P F |  |  | D F | D F |  |  | No
.1.3.6.1.4.1.10418.7.1.2 | Switch | AVOCENTCORPORATION | DSR2161 | DSR2161 03.00.01.00 | IP-7.0.3.21 | D P F |  |  | D F | D F |  |  | No
.1.3.6.1.4.1.45.3.34.1 | Switch | BAY | BayStack 250 | Bay Stack 250 Dual Speed Stackable Hub SNMP/Telnet Agent v3.0.0 | IP-7.0.3.9 | D F | D | D | D F | D F |  |  | Yes
.1.3.6.1.4.1.45.3.49.1 | Switch | BAY | BayStack 460-24T | BayStack 460 - 24T - PWR HW:03 FW:3.6.0.1 SW:v3.5.1.04 ISVN:2 | IP-6.2.2 |  | D P F | D | D F | D F | D | D | Yes | [9 empty] | D
.1.3.6.1.4.1.930.1.4 | Switch | BAY | Centillion 5000BH | System 5000BH MCP version 4.1.2 Advanced Image (0002186) | IP-6.0 | D P F | D P F | D F | D F | D F |  | D | Yes | [9 empty] | D P
.1.3.6.1.4.1.45.3.35.1 | Switch | BAY | 450T | BayStack 450-24T HW:RevD FW:V1.48 SW:v4.5.5.03 ISVN:3 | IP-7.0.3 |  | D P F | D | D F | D F | D | D | Yes | [9 empty] | D
.1.3.6.1.4.1.18.3 | Router | BAY | Router | Image: rel/15.4.1.0/ Created on Thu Dec 12 15:21:19 EST 2002. | IP-7.0.3.5 | D P F |  |  | D F | D F |  |  | No |  |  |  | D F | D F | D F |  | D P | D P
.1.3.6.1.4.1.45.3.53.1 | Switch | BAY | BayStack 5510-48T | BayStack 5510-48T HW:04 FW:1.0.0.16 SW:v3.0.1.00 | IP-9.0/8.1.3 |  | D P F | D F | D F | D F | D | D | Yes |  |  |  | D F | D F |  |  |  |  | D
.1.3.6.1.4.1.37538.1 | Host | BIG-SWITCH-NETWORKS | Big-Switch-Controller | Big Switch Controller (2013.01.17.0437-b.bsc.efes) | IP-9.2.1 | D P F |  |  | D F | D F |  |  | No | [7 empty] | D P | D P | D |  | D P
.1.3.6.1.4.1.26543.1.7.1 | Switch | BLADENETWORKS | G6800 | IBM Networking Operating System RackSwitch G8000 | IP-9.2 |  | D P F |  | D F | D F |  | D | No |  |  |  | D F | D F | D F |  |  |  | D
.1.3.6.1.4.1.26543.1.7.6 | Switch | BLADENETWORKS | G8264 | Blade Network Technologies RackSwitch G8264 | IP-8.1.2 | D F | D P F |  | D F | D F | D | D | No |  |  |  | D F | D F | D F |  | D P |  | D
.1.3.6.1.4.1.26543.1.7.4 | Switch | BLADENETWORKS | G8124E | Blade Network Technologies RackSwitch G8124-E | IP-8.1.2 | D F | D P F |  | D F | D F | D | D | No |  |  |  | D F | D F | D F |  | D P | D P | D
.1.3.6.1.4.1.2334.1.1.24 | LoadBalancer | BLUECOAT | PS7500-L100M | Blue Coat PacketShaper 9.2.7 | IP-9.4 | D P F | D P F |  | D F | D F |  |  | No
.1.3.6.1.4.1.3417.1.3.4 | Host | BLUECOAT | AV510 | Blue Coat AV510 Series ProxyAV Version: 3.2.2.1 Release id: 36678 | IP-8.1.2 | D P F |  |  | D F | D F |  |  | No | [7 empty] | D P
.1.3.6.1.4.1.3417.1.3.7 | Host | BLUE-COAT | AV1200 | Blue Coat AV1200 Series ProxyAV Version: 3.4.2.2 Release id: 98429 | IP-9.2.1 | D P F |  |  | D F | D F |  |  | No | [7 empty] | D P
.1.3.6.1.4.1.3417.1.1.29 | Host | BLUE-COAT | SG9000 | Blue Coat SG9000 Series Version: SGOS 5.4.3.1 Release id: 44023 Proxy Edition | IP-8.1.1.1 | D P F |  |  | D F | D F |  |  | No |  |  |  | D F | D F | D F | D F | D P | D P | D | D F
.1.3.6.1.4.1.3417.1.1.34 | Host | BLUE-COAT | SG900 | Blue Coat SG900 Series Version: SGOS 6.2.3.3 Release id: 75373 MACH5 Edition | IP-9.1/IP-8.1.4 | D F |  |  | D F | D F |  |  | No | [9 empty] | D
.1.3.6.1.4.1.3417.1.1.20 | Host | BLUE-COAT | SG 800 | Blue Coat SG800 Series ProxySG Version: SGOS 4.2.7.1 Release id: 32941 | IP-7.0.3.15 | D F |  |  | D F | D F |  |  | No |  |  |  |  | D F | D F | D F | D P |  | D | D F
.1.3.6.1.4.1.3417.1.1.32 | Host | BLUE-COAT | SG300 | Blue Coat SG300 Series Version: SGOS 6.3.1.1 Release id: 78243 Proxy Edition | IP-9.1/IP-8.1.4 | D P F |  |  | D F | D F |  |  | No |  |  |  |  | D F | D F | D F | D P | D P | D | D F
.1.3.6.1.4.1.3417.1.1.26 | Host | BLUE-COAT | SG210 | Blue Coat SG210 Series ProxySG Version: SGOS 5.1.5.4 Release id: 31341 | IP-9.1/IP-8.1.3 | D F |  |  | D F | D F |  |  | No | [5 empty] | D F |  | D P |  | D | D F
.1.3.6.1.4.1.3417.1.1.27 | Host | BLUE-COAT | SG-510 | Blue Coat SG510 Series ProxySG Version: SGOS 5.1.5.4 Release id: 31341 | IP-9.1/IP-8.1.3 | D F |  |  | D F | D F |  |  | No |  |  |  |  | D F | D F | D F | D P |  | D | D F
.1.3.6.1.4.1.3417.1.2.2 | Host | BLUE-COAT | SGME800 | SG-ME cfmgrcdc01.net.gs.com-148.86.96.197 3.2.3.0 #021909 2004.11.19-094340 x | IP-9.0/8.1.3 | D F |  |  | D F | D F |  |  | No |  |  |  |  | D F | D F | D F | D P |  | D
.1.3.6.1.4.1.3417.1.1.37 | Host | BLUE-COAT | SG S400 | Blue Coat SG-S400 Series Version: SGOS 6.6.2.3 Release id: 169141 Proxy Edition | IP-9.4.2 | D F |  |  | D F | D F |  |  | No |  |  |  | D F | D F | D F | D F | D P |  | D | D F
.1.3.6.1.4.1.3417.1.1.24 | Host | BLUE-COAT | SG200 | Blue Coat SG200 Series Version: SGOS 5.4.1.1 Release id: 38147 Proxy Edition | IP-9.2.1 | D P F |  |  | D F | D F |  |  | No | [5 empty] | D F |  | D P | D P | D | D F
.1.3.6.1.4.1.3417.1.4.1 | Host | BLUE-COAT | CAS-S400-A3 | Blue Coat S400-A3 Version: 1.2.4.4 Release Id: 157593 | IP-9.4.2 |  |  |  | D F | D F |  |  | No |  |  |  | D F | D F | D F | D F | D P |  | D
.1.3.6.1.4.1.3417.1.1.22 | Host | BLUE-COAT | SG 400 | Blue Coat SG400 ProxySG Version: SGOS 3.1.3.13 Release id: 21094 | IP-6.5.2 | D F |  |  | D F | D F |  |  | No | [7 empty] | D P |  |  | D F
.1.3.6.1.4.1.3417.1.2.0 | Host | BLUE-COAT | Director | SG-ME LAB-Director 3.2.3.0 #021909 2004.11.19-094340 x | IP-7.0.2 | D P F |  |  | D F | D F |  |  | No |  |  |  |  | D F | D F | D F | D P |  | D
.1.3.6.1.4.1.3417.1.3.3 | Host | BLUE-COAT | AV810 | Blue Coat AV810 Series ProxyAV Version: 3.4.1.1 Release id: 78269 | IP-7.0.3.13 | D P F |  |  | D F | D F |  |  | No | [7 empty] | D P
.1.3.6.1.4.1.3417.1.1.38 | Host | BLUE-COAT | SG-S200 | Blue Coat SG-S200 Series Version: SGOS 6.6.2.3 Release id: 169141 Proxy Edition | IP-9.4.2 | D P F |  |  | D F | D F |  |  | No |  |  |  | D F | D F | D F | D F | D P | D P | D | D F
.1.3.6.1.4.1.3417.1.1.25 | Host | BLUE-COAT | SG 810 | Blue Coat SG810 Series Version: SGOS 5.3.3.1 Release id: 39156 Proxy Edition | IP-9.1/IP-8.1.3 | D P F |  |  | D F | D F |  |  | No |  |  |  |  | D F | D F | D F | D P | D P | D | D F
.1.3.6.1.4.1.3417.1.1.23 | Host | BLUE-COAT | SG-8000 | Blue Coat SG8000 Series ProxySG Version: SGOS 4.1.3.1 Release id: 24075 | IP-6.5.3 | D F |  |  | D F | D F |  |  | No |  |  |  | D F | D F | D F | D F | D P |  | D | D F
.1.3.6.1.4.1.3417.1.4.2 | Host | BLUE-COAT | CAS-S500-A1 | Blue Coat CAS-S500-A1 Version: 1.3.2.1 Release Id: 173735 | IP-9.4.2 |  |  |  | D F | D F |  |  | No |  |  |  | D F | D F | D F | D F | D P |  | D
.1.3.6.1.4.1.3417.1.1.31 | Host | BLUE-COAT | SG600-20-PR | Blue Coat SG600 Series Version: SGOS 5.5.5.1 Release id: 63141 Proxy Edition | IP-9.2.1 | D P F |  |  | D F | D F |  |  | No |  |  |  |  | D F | D F | D F | D P | D P | D | D F
.1.3.6.1.4.1.3417.1.2.3 | Host | BLUE-COAT | Director | SG-ME director 5.4.1.1 #38189 2009.03.16-092918 | IP-6.5.3.15 | D P F |  |  | D F | D F |  |  | No | [7 empty] | D P | D P | D |  | D P
.1.3.6.1.4.1.3417.1.1.28 | Host | BLUE-COAT | SG8100 | Blue Coat SG8100 Series ProxySG Version: SGOS 4.2.4.1 Release id: 29063 | IP-9.1/IP-8.1.4 | D F |  |  | D F | D F |  |  | No |  |  |  | D F | D F | D F | D F | D P |  | D | D F
.1.3.6.1.4.1.3417.1.1.36 | Host | BLUE-COAT | SG-S500 | Blue Coat SG-S500 Series Version: SGOS 6.5.5.1 Release id: 146684 Proxy Edition | IP-9.4.2 | D P F |  |  | D F | D F |  |  | No |  |  |  | D F | D F | D F | D F | D P | D P | D | D F
.1.3.6.1.4.1.26543.100 | Switch | BNT | BNT RSG8000 | BNT RS G8000 SW Version 1.1.1.0 | IP-8.1.2 | D P F | D P F |  | D F | D F | D | D | No
.1.3.6.1.4.1.26543.102 | Switch | BNT | BNT RSG8124 | BNT RS G8124 SW Version 1.1.1.0 | IP-8.1.2 | D F | D P F |  | D F | D F |  | D | No
.1.3.6.1.4.1.6080.3.1.9 | Bridge | BRIDGEWAVE | GE60/GE60X Gigabit Wireless Link | BridgeWave from Bldg O to QQ4 | IP-7.0.2 | D F |  |  | D F | D F |  |  | No
.1.3.6.1.4.1.5051.1.2.2.2.1 | Router | BRIX | BB1000 | Brix Networks Inc. Brix 1000 Verifier SNMPv1/SNMPv2c/SNMPv3 agent from SNMP Research Inc. | IP-9.0/8.1.3 | D P F |  |  | D F | D F |  |  | No |  |  |  | D F | D F | D F |  | D P | D P | D
.1.3.6.1.4.1.1588.2.1.1.118 | FibreChannelSwitch | BROCADE | SW6505 | Fibre Channel Switch. | IP-9.1 | D F |  | D F | D F | D F |  |  | Yes |  |  |  | D F | D F | D F |  |  |  | D
.1.3.6.1.4.1.1991.1.3.34.3.3.1.1 | Switch | BROCADE | FESX424FiberP2XGSw | Foundry Networks Inc. FESX424F+2XG-PREM IronWare Version 03.2.00iT3e1 Compiled on Nov 16 2007 at 18:55:52 labeled as SXS03200i | IP-9.4.2 | D F | D P F | D F | D F | D F |  | D | Yes |  |  |  | D F | D F | D F |  | D P | D P | D
.1.3.6.1.4.1.1991.1.3.61.1.1.1.3 | Switch | BROCADE | ICX7450-24 | Brocade Communications Systems Inc. ICX7450-24 IronWare Version 08.0.20aT213 Compiled on Dec 8 2014 at 12:02:47 labeled as SPR08020a | IP-9.4.2 | D F | D P F | D F | D F | D F |  | D | No |  |  |  | D F | D F | D F |  | D P | D P | D
.1.3.6.1.4.1.1588.2.1.1.121 | FibreChannelSwitch | BROCADE | DCX4S_8510 | Fibre Channel Switch. | IP-9.1 | D F |  | D F | D F | D F |  |  | Yes |  |  |  | D F | D F | D F |  | D | D | D
.1.3.6.1.4.1.1588.2.1.1.72 | FibreChannelSwitch | BROCADE | Brocade Silkworm Switch | v6.2.0g | IP-8.1.2 |  | D F | D F | D F | D F |  |  | Yes | [5 empty] | D F |  |  |  | D
.1.3.6.1.4.1.1588.3.3.1.1001 | Switch | BROCADE | VDX-Switch-8770-8 | v3.0.0a | IP-9.3 | D F | D F | D F | D F | D F |  | D | Yes |  |  |  | D F | D F | D F |  |  |  | D
.1.3.6.1.4.1.1588.2.1.1.62 | FibreChannelSwitch | BROCADE | HopDCX | Fibre Channel Switch. | IP-9.1 | D F |  | D F | D F | D F |  |  | Yes |  |  |  | D F | D F | D F |  |  |  | D
.1.3.6.1.4.1.1588.2.1.1.67 | FibreChannelSwitch | BROCADE | Brocade BES FC Switch | Fibre Channel Switch. | IP-9.1 | D F |  | D F | D F | D F |  |  | Yes |  |  |  | D F | D F | D F |  | D | D | D
.1.3.6.1.4.1.1588.2.1.3 | Switch | BROCADE | ACCESS GATEWAY | Access Gateway. | IP-8.1.2 |  |  | D F | D F | D F |  |  | Yes | [9 empty] | D
.1.3.6.1.4.1.1991.1.3.47.12.2 | Switch | BROCADE | ServerIron-ADX-1000 | Brocade Communications Systems Inc. ServerIron ADX 1000 TrafficWork Version 12.2.01dT403 | IP-9.1/IP-8.1.4 | D F | D P F | D F | D F | D F |  | D | Yes |  |  |  |  | D F | D F |  | D P | D P | D
.1.3.6.1.4.1.1588.2.1.1.120 | FibreChannelSwitch | BROCADE | Brocade DCX FC Switch | Fibre Channel Switch. | IP-9.1 | D F |  | D F | D F | D F |  |  | Yes |  |  |  | D F | D F | D F |  |  |  | D
.1.3.6.1.4.1.1588.2.1.1.18 | FibreChannelSwitch | BROCADE | Brocade FC Switch | v3.2.0 | IP-7.0.3.13 | D P F | D F |  | D F | D F |  |  | Yes | [5 empty] | D F |  |  |  | D
.1.3.6.1.4.1.1991.1.3.54.1.1.1.1 | Switch | BROCADE | FCX624S | Brocade Communications Systems Inc. FCX624S IronWare Version 07.2.02eT7f1 Compiled on Oct 12 2011 at 15:08:06 labeled as FCXS07202e | IP-9.2.1 | D F | D P F | D F | D F | D F | D | D | Yes |  |  |  | D F | D F | D F |  | D P | D P | D
.1.3.6.1.4.1.1991.1.3.56.1.3.1.1 | Switch | BROCADE | ICX6610-24F | Brocade Communications Systems Inc. ICX6610-24F IronWare Version 07.3.00aT7f1 Compiled on Dec 02 2011 at 11:41:57 labeled as FCXS07300a | IP-9.2.1 |  | D P F | D F | D F | D F | D | D | Yes |  |  |  | D F | D F | D F |  | D P | D P | D
.1.3.6.1.4.1.1588.2.1.1.1.55 | FibreChannelSwitch | BROCADE | Fibre Channel Switch | v6.1.0f | IP-7.0.3.17 |  |  | D F | D F | D F |  |  | Yes |  |  |  | D F | D F | D F |  |  |  | D
.1.3.6.1.4.1.1588.2.1.1.77 | FibreChannelSwitch | BROCADE | Brocade-DCX4s | AccessGateway_Brocade DCX_4S | IP-9.4 | D F |  |  | D F | D F |  |  | Yes |  |  |  | D F | D F | D F |  | D P | D P | D
.1.3.6.1.4.1.1588.2.1.1.55 | FibreChannelSwitch | BROCADE | Fibre Channel Switch | v6.1.0f | IP-7.0.3.17 |  |  | D F | D F | D F |  |  | Yes |  |  |  | D F | D F | D F |  |  |  | D
.1.3.6.1.4.1.1588.3.3.1.1000 | Switch | BROCADE | VDX-Switch-8770-4 | v4.0.0b | IP-9.3 |  | D F | D F | D F | D F |  | D | Yes |  |  |  | D F | D F | D F |  | D P | D P | D
.1.3.6.1.4.1.1991.1.3.36.2.1 | Switch | BROCADE | FastIronSuperX-PREM | Brocade Communications Systems Inc. FastIron SuperX-PREM IronWare Version 07.3.00cT3e1 Compiled on Apr 25 2012 at 17:01:00 labeled as SXS07300c | IP-9.2.1 | D F | D P F |  | D F | D F |  | D | No
.1.3.6.1.4.1.1588.2.1.1.66 | FibreChannelSwitch | BROCADE | Brocade 5100 Switch | Fibre Channel Switch. | IP-9.1 | D F |  |  | D F | D F |  |  | Yes | [9 empty] | D
.1.3.6.1.4.1.1588.2.1.1.32 | FibreChannelSwitch | BROCADE | Silkworm48000 | v5.1.0b | IP-7.0.3.21 | D P F | D F | D F | D F | D F |  |  | Yes |  |  |  | D F | D F | D F |  |  |  | D
.1.3.6.1.4.1.1991.1.3.47.7.1 | Switch | BROCADE | SNSI850Plus-Switch | Foundry Networks Inc. Switch IronWare Version 10.2.01oTG2 Compiled on Apr 01 2010 at 23:48:19 labeled as WZM10201o | IP-9.4.2 | D P F | D P F | D F | D F | D F |  | D | Yes |  |  |  | D F | D F | D F |  | D P | D P | D
.1.3.6.1.4.1.1991.1.3.34.8.3.1.1 | Switch | BROCADE | FESX624 | Foundry Networks Inc. FESX624HF+2XG-PREM IronWare Version 04.3.00T3e1 Compiled on Nov 14 2008 at 16:10:49 labeled as SXS04300 | IP-9.4.2 | D F | D P F | D F | D F | D F |  | D | Yes |  |  |  | D F | D F | D F |  | D P | D P | D
.1.3.6.1.4.1.1588.2.1.1.83 | FibreChannelSwitch | BROCADE | Brocade 7800 FC Switch | Fibre Channel Switch. | IP-9.1 | D F |  | D F | D F | D F |  |  | Yes |  |  |  | D F | D F | D F |  |  |  | D
.1.3.6.1.4.1.1991.1.3.34.7.1.1.1 | Switch | BROCADE | FESX648 | Brocade Communications Systems Inc. FESX648 IronWare Version 05.1.00dT3e1 Compiled on Jun 02 2010 at 16:07:52 labeled as SXS05100d | IP-9.4.2 | D F | D P F | D F | D F | D F | D | D | Yes |  |  |  | D F | D F | D F |  | D P | D P | D
.1.3.6.1.4.1.1588.2.1.1.34 | FibreChannelSwitch | BROCADE | Brocade 200E FC Switch | Fibre Channel Switch. | IP-9.1 | D P F |  | D F | D F | D F |  |  | Yes |  |  |  | D F | D F | D F |  |  |  | D P
.1.3.6.1.4.1.1588.2.1.1.26 | FibreChannelSwitch | BROCADE | Brocade 3850 FC Switch | Fibre Channel Switch. | IP-9.1 |  |  | D F | D F | D F |  |  | Yes |  |  |  | D F | D F | D F |  |  |  | D
.1.3.6.1.4.1.1991.1.3.48.2.1 | Switch | BROCADE | FCX648 | Brocade Communications Systems Inc. Stacking System FCX648 IronWare Version 07.2.02dT7f1 Compiled on Jun 24 2011 at 21:28:44 labeled as FCXS07202d | IP-9.1/IP-8.1.4 | D F | D P F | D F | D F | D F | D | D | Yes |  |  |  | D F | D F | D F |  | D P | D P | D
.1.3.6.1.4.1.1588.2.1.1.10 | FibreChannelSwitch | BROCADE | Fibre Channel Switch | v5.0.5f | IP-7.0.3.17 | D P F | D F | D F | D F | D F |  |  | Yes |  |  |  | D F | D F | D F |  |  |  | D
.1.3.6.1.4.1.1991.1.3.36.2.2 | Switch | BROCADE | FastIronSuperX-PREM | Foundry Networks Inc. FastIron SuperX-PREM IronWare Version 02.5.00aT3e3 Compiled on Apr 08 2006 at 16:22:58 labeled as SXR02500a | IP-9.1/IP-8.1.4 | D F | D P F |  | D F | D F |  |  | No
.1.3.6.1.4.1.1588.2.1.1.92 | FibreChannelSwitch | BROCADE | Brocade VA-40 FC Switch | Fibre Channel Switch. | IP-9.1 | D P F |  | D F | D F | D F |  |  | Yes |  |  |  | D F | D F | D F |  |  |  | D
.1.3.6.1.4.1.1588.2.1.1.42 | FibreChannelSwitch | BROCADE | FibreChannelSwitch | v6.4.0b | IP-8.1.1.1 | D F | D F | D F | D F | D F |  |  | Yes |  |  |  | D F | D F | D F |  | D | D | D
.1.3.6.1.4.1.1588.2.1.1.1.77 | FibreChannelSwitch | BROCADE | Brocade-DCX4s-FCoE | Connectrix ED-DCX-4S-B | IP-9.1 | D F |  | D F | D F | D F |  |  | Yes |  |  |  | D F | D F | D F |  | D | D | D
.1.3.6.1.4.1.1991.1.3.47.14.2 | Switch | BROCADE | ServerIron-ADX4000 | Brocade Communications Systems Inc. ServerIron ADX 4000 TrafficWork Version 12.5.00T403 | IP-9.3 | D P F |  | D F | D F | D F |  |  | Yes |  |  |  | D F | D F | D F |  | D P | D P | D
.1.3.6.1.4.1.1991.1.3.55.4.2 | Router | BROCADE | MLXe32Router | Brocade MLXe (System Mode: MLX) IronWare Version V5.4.0cT163 Compiled on Mar 25 2013 at 17:08:16 labeled as V5.4.00c | IP-9.4.1 | D F |  |  | D F | D F |  | D | Yes
.1.3.6.1.4.1.1588.2.1.1.64 | FibreChannelSwitch | BROCADE | DS-5300B | DS-5300B | IP-9.1 | D F |  | D F | D F | D F |  |  | Yes |  |  |  | D F | D F | D F |  |  |  | D
.1.3.6.1.4.1.1991.1.3.48.3.1 | Switch | BROCADE | ICX6610-48 | Brocade Communications Systems Inc. Stacking System ICX6610-48 IronWare Version 07.3.00cT7f1 Compiled on Apr 25 2012 at 16:41:32 labeled as FCXS07300c | IP-9.2.2 |  | D P F | D F | D F | D F | D | D | Yes |  |  |  | D F | D F | D F |  | D P | D P | D
.1.3.6.1.4.1.1588.2.1.1.1 | FibreChannelSwitch | BROCADE | Brocade 5000 FC Switch | v7.0.0b | IP-6.0 | D F | D F | D F | D F | D F |  |  | Yes |  |  |  | D F | D F | D F |  | D | D | D
.1.3.6.1.4.1.1991.1.3.34.8.3.2.2 | Switch | BROCADE | FESX624HF-2XG | Foundry Networks Inc. FESX624HF+2XG-PREM IronWare Version 04.3.00T3e3 Compiled on Nov 14 2008 at 15:23:55 labeled as SXR04300 | IP-9.4.2 | D P F | D P F | D F | D F | D F | D | D | Yes |  |  |  | D F | D F | D F |  | D P | D P | D
.1.3.6.1.4.1.1588.2.1.1.58 | FibreChannelSwitch | BROCADE | DS5000B | v6.2.1 | IP-8.1.1.1 | D P F | D F | D F | D F | D F |  |  | Yes |  |  |  | D F | D F | D F |  |  |  | D
.1.3.6.1.4.1.1588.2.1.1.109 | FibreChannelSwitch | BROCADE | Brocade 6510 FC Switch | Fibre Channel Switch. | IP-9.1 | D F |  | D F | D F | D F |  |  | Yes |  |  |  | D F | D F | D F |  | D | D | D
.1.3.6.1.4.1.1588.2.1.1.76 | FibreChannelSwitch | BROCADE | Brocade 8000 FC Switch | Fibre Channel Switch. | IP-9.1 | D F |  | D F | D F | D F |  |  | Yes |  |  |  | D F | D F | D F |  |  |  | D
.1.3.6.1.4.1.1991.1.3.36.6.2 | Switch | BROCADE | FastIronSX1600-PREM | Brocade Communications Systems Inc. FastIron SX 1600-PREM IronWare Version 05.1.00eT3e3 Compiled on Sep 29 2010 at 14:53:28 labeled as SXR05100e | IP-9.1/IP-8.1.4 | D F | D P F | D F | D F | D F | D | D | Yes |  |  |  | D F | D F | D F |  | D P | D P | D
.1.3.6.1.4.1.1588.2.1.1.46 | FibreChannelSwitch | BROCADE | Brocade 7500 FC Switch | Fibre Channel Switch. | IP-9.1 | D F |  | D F | D F | D F |  |  | Yes |  |  |  | D F | D F | D F |  | D | D | D
.1.3.6.1.4.1.1588.2.1.1.44 | FibreChannelSwitch | BROCADE | Brocade 4900 FC Switch | Fibre Channel Switch. | IP-9.1 | D F |  | D F | D F | D F |  |  | Yes |  |  |  | D F | D F | D F |  | D | D | D
.1.3.6.1.4.1.1991.1.3.56.2.2.1.1 | Switch | BROCADE | ICX6610-48-HPOE | Brocade Communications Systems Inc. ICX6610-48-HPOE IronWare Version 07.4.00T7f1 Compiled on Mar 02 2012 at 11:41:58 labeled as FCXS07400 | IP-9.2.1 |  | D F | D F | D F | D F |  | D | Yes |  |  |  | D F | D F | D F |  | D P | D P | D
.1.3.6.1.4.1.1991.1.3.47.18.1 | Switch | BROCADE | ServerIronADX10000 | Brocade Communications Systems Inc. ServerIron ADX 10000 TrafficWork Version 12.2.01gT401 | IP-9.1/IP-8.1.4 | D P F | D P F | D F | D F | D F |  | D | Yes |  |  |  | D F | D F | D F |  | D P | D P | D
.1.3.6.1.4.1.1991.1.3.34.1.3.2.2 | Switch | BROCADE | FESX424 | Brocade Communications Systems Inc. FESX424+2XG-PREM IronWare Version 07.2.02hT3e3 Compiled on Nov 05 2012 at 22:14:07 labeled as SXR07202h | IP-9.4.2 | D F | D P F | D F | D F | D F | D | D | Yes |  |  |  | D F | D F | D F |  | D P | D P | D
.1.3.6.1.4.1.1588.2.1.1.71 | FibreChannelSwitch | BROCADE | SVR1643789 | Fibre Channel Switch. | IP-9.1 | D F |  | D F | D F | D F |  |  | No |  |  |  | D F | D F | D F |  | D | D | D
.1.3.6.1.4.1.1991.1.3.36.10.1 | Switch | BROCADE | FastIron-SX-800 | Brocade Communications Systems Inc. FastIron SX 800-PREM IronWare Version 07.2.02hT3e1 Compiled on Nov 05 2012 at 22:22:05 labeled as SXS07202h | IP-9.4.2 | D F | D P F | D F | D F | D F | D | D | Yes |  |  |  | D F | D F | D F |  | D P | D P | D
.1.3.6.1.4.1.1588.2.1.1.43 | FibreChannelSwitch | BROCADE | BrocadeSilkWormSwitch | v6.1.1b | IP-8.1.1.1 |  | D F | D F | D F | D F |  |  | Yes | [5 empty] | D F |  |  |  | D
.1.3.6.1.4.1.1991.1.3.55.1.2 | Switch | BROCADE | FCX648 | Brocade MLXe (System Mode: MLX) IronWare Version V5.1.0cT163 Compiled on Apr 08 2011 at 20:53:51 labeled as V5.1.00c | IP-9.1/IP-8.1.4 | D F | D F | D F | D F | D F |  |  | Yes |  |  |  | D F | D F |  |  | D P | D P | D
.1.3.6.1.4.1.1991.1.3.34.6.1.1.1 | Switch | BROCADE | FESX624 | Foundry Networks Inc. FESX624 IronWare Version 04.2.00cT3e1 Compiled on Jan 08 2009 at 18:22:55 labeled as SXS04200c | IP-9.1/IP-8.1.4 | D F | D P F | D F | D F | D F | D | D | Yes |  |  |  | D F | D F | D F |  | D P | D P | D
.1.3.6.1.4.1.1588.2.1.1.37 | FibreChannelSwitch | BROCADE | Brocade Silkworm 3900 FC Switch | v5.0.2 | IP-7.0.2 | D P F | D F | D F | D F | D F |  |  | Yes | [9 empty] | D
.1.3.6.1.4.1.1588.2.2.1.1.1.2 | Switch | BROCADE | VDX | Brocade VDX Switch | IP-9.1/IP-8.1.3 | D F | D F |  | D F | D F |  |  | Yes
.1.3.6.1.4.1.1991.1.3.34.3.3.2.2 | Switch | BROCADE | FESX424FiberP2XGPremRt | Foundry Networks Inc. FESX424HF+2XG-PREM IronWare Version 04.3.00T3e3 Compiled on Nov 14 2008 at 15:23:55 labeled as SXR04300 | IP-9.4.2 | D P F | D P F | D F | D F | D F | D | D | Yes |  |  |  | D F | D F | D F |  | D P | D P | D
.1.3.6.1.4.1.1991.1.3.34.2.3.2.2 | Switch | BROCADE | FESX448 | Brocade Communications Systems Inc. FESX448+2XG-PREM IronWare Version 05.1.00dT3e3 Compiled on Jun 02 2010 at 15:49:22 labeled as SXR05100d | IP-9.4.2 | D F | D P F | D F | D F | D F | D | D | Yes |  |  |  | D F | D F | D F |  | D P | D P | D
.1.3.6.1.4.1.8521.1.3 | LoadBalancer | BYTEMOBILE | BM Optimiser | Bytemobile Agent | IP-7.0.2 | D F |  |  | D F | D F |  |  | No | [7 empty] | D P | D P
.1.3.6.1.4.1.791.2.10.4.4 | Host | CA | Unicenter-TCPaccess-Server | Unicenter TCPaccess TCP/IP Server 6.0.0 SNMP Agent | IP-9.4.2 | D F |  |  | D F | D F |  |  | No
.1.3.6.1.4.1.52.3.9.1.10.7 | Switch | CABLETRON | ELS100 | Vertical Horizon VH-2402S | IP-6.0 | D P F | D P F |  | D F | D F | D |  | No
.1.3.6.1.4.1.6321.1.2.2.5.3 | Switch | CALIX | E7-2 | E7-2 | IP-9.4 |  | D F |  | D F | D F |  |  | No
.1.3.6.1.4.1.2620.1.6.123.1.42 | Firewall | CHECKPOINT | 12600 | Linux test12600-2 2.6.18-92cpx86_64 #1 SMP Thu Jun 19 12:15:47 IDT 2014 x86_64 | IP-9.4 | D P F |  |  | D F | D F |  |  | No |  |  |  | D F | D F | D F | D F | D P | D P | D |  | D
.1.3.6.1.4.1.2620.1.6.123.1.13 | Firewall | CHECKPOINT | CheckPoint-Secure-Platform | Linux ezipnfw-mgmt 2.6.18-92cp #1 SMP Thu Jun 12 20:44:38 IDT 2014 i686 | IP-9.4 | D P F |  |  | D F | D F |  |  | No |  |  |  |  | D F | D F | D F | D P | D P | D |  | D
.1.3.6.1.4.1.2620.1.6.123.1.41 | Firewall | CHECKPOINT | 12400 | Linux test12400-2 2.6.18-92cpx86_64 #1 SMP Thu Jun 19 12:15:47 IDT 2014 x86_64 | IP-9.4 | D P F |  |  | D F | D F |  |  | No |  |  |  | D F | D F | D F | D F | D P | D P | D |  | D
.1.3.6.1.4.1.8072.3.2.10.1 | Firewall | CHECKPOINT | Net-SNMP Agent 5.1 | Linux cpcsoc 2.4.21-20cpsmp #1 SMP Wed Jul 5 13:59:59 IDT 2006 i686 | IP-7.0.2 | D P F |  |  | D F | D F |  |  | No | [7 empty] | D P | D P | D |  | D
.1.3.6.1.4.1.2620.1.6.123.1.48 | Firewall | CHECKPOINT | Checkpoint-CPX | Linux NWYNFWM1 2.6.18-92cpx86_64 #1 SMP Thu Jun 12 21:39:21 IDT 2014 x86_64 | IP-9.4.2 | D P F |  |  | D F | D F |  |  | No | [7 empty] | D P | D P | D |  | D
.1.3.6.1.4.1.2620.1.6.123.1.23 | Firewall | CHECKPOINT | 1280 | Linux IP1280-2 2.6.18-92cpx86_64 #1 SMP Tue Aug 12 17:41:58 IDT 2014 x86_64 | IP-9.4.1 | D P F |  |  | D F | D F |  |  | No |  |  |  |  | D F | D F | D F | D P | D P | D |  | D
.1.3.6.1.4.1.2620.1.6.123.1.16 | Firewall | CHECKPOINT | CP-150 | Linux ap-mds-sec 2.6.18-92cpx86_64 #1 SMP Sun Dec 15 19:25:11 IST 2013 x86_64 | IP-9.4.1 | D P F |  |  | D F | D F |  |  | No |  |  |  |  | D F | D F | D F | D P | D P | D |  | D
.1.3.6.1.4.1.2620.1.6.123.1.36 | Firewall | CHECKPOINT | CheckPoint-Secure | Linux ezipnfw1 2.6.18-92cp #1 SMP Thu Jun 12 20:44:38 IDT 2014 i686 | IP-9.4 | D P F |  |  | D F | D F |  |  | No |  |  |  |  | D F | D F | D F | D P | D P | D |  | D
.1.3.6.1.4.1.2620.1.6.123.1.38 | Firewall | CHECKPOINT | 4800 | Linux SG4800-1 2.6.18-92cpx86_64 #1 SMP Tue Aug 12 17:41:58 IDT 2014 x86_64 | IP-9.4 | D P F |  |  | D F | D F |  |  | No |  |  |  | D F | D F | D F | D F | D P | D P | D |  | D
.1.3.6.1.4.1.2620.1.6.123.1.47 | Firewall | CHECKPOINT | 21700 | Linux SG21700-2 2.6.18-92cpx86_64 #1 SMP Thu Jun 19 12:15:47 IDT 2014 x86_64 | IP-9.4 | D P F |  |  | D F | D F |  |  | No |  |  |  | D F | D F | D F | D F | D P | D P | D |  | D
.1.3.6.1.4.1.2620.1.6.123.1.24 | Firewall | CHECKPOINT | 2450 | Linux test2450-2 2.6.18-92cpx86_64 #1 SMP Thu Jun 19 12:15:47 IDT 2014 x86_64 | IP-9.4 | D P F |  |  | D F | D F |  |  | No |  |  |  |  | D F | D F | D F | D P | D P | D |  | D
.1.3.6.1.4.1.6983.1.10.15 | Firewall | CHECKPOINT | UTM-1 Edge X | SofaWare Embedded NG | IP-7.0.3.14 | D P F |  |  | D F | D F |  |  | No
.1.3.6.1.4.1.2620.1.6.123.1.54 | Firewall | CHECKPOINT | 3150 | Linux na-mds-pri 2.6.18-92cpx86_64 #1 SMP Wed Jan 22 18:11:02 IST 2014 x86_64 | IP-9.4.1 | D P F |  |  | D F | D F |  |  | No |  |  |  | D F | D F | D F | D F | D P | D P | D |  | D
.1.3.6.1.4.1.2620.1.1.25.3.0 | Firewall | CHECKPOINT | CheckPoint | Linux cpmodule 2.6.18-92cp #1 SMP Thu Apr 12 03:28:54 IDT 2012 i686 | IP-9.2.1 | D P F |  |  | D F | D F |  |  | No | [7 empty] | D P | D P | D |  | D
.1.3.6.1.4.1.9999.1.1 | Firewall | CHECKPOINT | CheckPoint-Secure-Platform | Linux whml0585 2.4.9-34cpsmp #1 SMP Wed Sep 4 10:31:36 IDT 2002 i686 | IP-9.2 | D P F |  |  | D F | D F |  |  | No | [7 empty] | D P | D P | D |  | D
.1.3.6.1.4.1.2620.1.6.123.1.44 | Firewall | CHECKPOINT | 13500 | Linux 13500-1 2.6.18-92cpx86_64 #1 SMP Tue Aug 12 17:41:58 IDT 2014 x86_64 | IP-9.4 | D P F |  |  | D F | D F |  |  | No |  |  |  | D F | D F | D F | D F | D P | D P | D |  | D
.1.3.6.1.4.1.2620.1.6.123.1.20 | Firewall | CHECKPOINT | 390 | Linux IP390-1 2.6.18-92cp #1 SMP Tue Aug 12 17:18:05 IDT 2014 i686 | IP-9.4.1 | D P F |  |  | D F | D F |  |  | No | [7 empty] | D P | D P | D |  | D
.1.3.6.1.4.1.2620.1.6.123.1.45 | Firewall | CHECKPOINT | 21400 | Linux 21400-2 2.6.18-92cpx86_64 #1 SMP Thu Jun 19 12:15:47 IDT 2014 x86_64 | IP-9.4.1 | D P F |  |  | D F | D F |  |  | No |  |  |  | D F | D F | D F | D F | D P | D P | D |  | D
.1.3.6.1.4.1.6141.1.84 | Switch | CIENA | Ciena-3916 | 3916 Service Delivery Switch | IP-9.4 | D P F | D F | D F | D F | D F | D | D | No |  |  |  | D F | D F | D F |  | D P | D P | D
.1.3.6.1.4.1.6141.1.85 | Switch | CIENA | Ciena-3930 | 3930 Service Delivery Switch | IP-9.4.1 | D P F | D P F | D F | D F | D F | D | D | No |  |  |  | D F | D F | D F |  | D P | D P | D
.1.3.6.1.4.1.6141.1.96 | Switch | CIENA | Ciena-5142 | 5142 Service Aggregation Switch | IP-9.4.2 | D P F | D P F | D F | D F | D F | D | D | No |  |  |  | D F | D F | D F |  | D P | D P | D
.1.3.6.1.4.1.6141.1.80 | Switch | CIENA | CN5105 | CN 5150 Service Aggregation Switch | IP-8.1.2 | D F | D P F | D F | D F | D F | D | D | No |  |  |  | D F | D F | D F |  | D P | D P | D
.1.3.6.1.4.1.6141.1.86 | Switch | CIENA | Ciena-3931 | 3931 Service Delivery Switch | IP-9.4 | D P F | D P F | D F | D F | D F | D | D | No |  |  |  | D F |  | D F |  | D P | D P | D
.1.3.6.1.4.1.562.68.11 | Switch | CIENA | Edge6500 | Optical Multiservice Edge 6500 7-SLOT OPTICAL SW:0701 BN:BB (c) Nortel Networks | IP-9.1/IP-8.1.4 |  | D F | D F | D F | D F |  |  | No | [9 empty] | D
.1.3.6.1.4.1.6141.1.83 | Switch | CIENA | CN5305 | CN 5305 Service Aggregation Switch | IP-8.1.2 | D P F | D P F | D F | D F | D F | D |  | No |  |  |  | D F | D F | D F |  | D P | D P | D
.1.3.6.1.4.1.6141.1.79 | Switch | CIENA | CN3940 | CN 3940 Service Delivery Switch | IP-8.1.2 | D P F | D P F | D F | D F | D F | D | D | No |  |  |  | D F | D F | D F |  | D P | D P | D
.1.3.6.1.4.1.6141.1.77 | Switch | CIENA | CN3920 | CN 3920 Service Delivery Switch | IP-8.1.2 | D P F | D P F | D F | D F | D F | D | D | No |  |  |  | D F | D F | D F |  | D P | D P | D
.1.3.6.1.4.1.6782.1.1.1.1.5 | Switch | CIENA | CN2000 | Akara OUSP Release:3.1.3 SWID:2-03-1-5-15-00-00-001 | IP-6.5.3 |  | D F |  | D F | D F |  |  | No |  |  |  | D F | D F |  |  |  |  | D
.1.3.6.1.4.1.7737.5.2.2.8 | Switch | CIENA | CN4200RS | Ciena SNMP Agent | IP-9.0/8.1.3 | D F | D | D F | D F | D F |  |  | No |  |  |  | D F | D F |  |  |  |  | D
.1.3.6.1.4.1.7737.5.2.2.6 | Switch | CIENA | CN2000 | Ciena SNMP Agent | IP-7.0.3 | D F |  |  | D F | D F |  |  | No
.1.3.6.1.4.1.6782.1.1.1.1.7 | Switch | CIENA | CN2000 | CIENA Corporation CN 2000 Storage Extension Platform Release:4.0.3 SWID:2-04-0-5-1b-00-00-001 | IP-7.0.2 |  | D F |  | D F | D F |  |  | No |  |  |  | D F | D F |  |  |  |  | D
.1.3.6.1.4.1.7737.5.2.2.7 | Switch | CIENA | CN2000 | Ciena SNMP Agent | IP-9.0/8.1.3 |  | D F | D F | D F | D F |  |  | No |  |  |  | D F | D F |  |  |  |  | D
.1.3.6.1.4.1.6782.1.1.1.1.6 | Switch | CIENA | CN2000 | CIENA Corporation CN 2000 Storage Extension Platform Release:5.0.0 SWID:2-05-0-5-08-00-00-001 | IP-7.0.3.15 | D F |  |  | D F | D F |  |  | No |  |  |  | D F | D F |  |  |  |  | D
.1.3.6.1.4.1.6141.1.81 | Switch | CIENA | Ciena-3960 | CN 3960 Service Delivery Switch | IP-9.4 | D P F | D P F | D F | D F | D F | D | D | No |  |  |  | D F | D F | D F |  | D P | D P | D
.1.3.6.1.4.1.1271.1.2.7 | Switch | CIENA | CN8700 | 8700 4-slot Packetwave Platform | IP-9.4.1 | D F | D F | D F | D F | D F |  |  | No |  |  |  | D F | D F | D F |  | D P |  | D
.1.3.6.1.4.1.9.1.877 | Switch | CISCO | WS-C4510R-E | Cisco IOS Software Catalyst 4500 L3 Switch Software (cat4500e-IPBASE-M) Version 12.2(44)SG1 RELEASE SOFTWARE (fc1)\X0D\X0ATechnical Support: http://www.cisco.com/techsupport\X0D\X0ACopyright (c) 1986-2008 by Cisco Systems Inc.\X0D\X0ACompiled Wed 09-Jul-08 14:35 by pro | IP-7.0.3 | D P F | D P F | D F | D F | D F | D | D | Yes |  |  |  | D F | D F | D F |  | D P | D P | D
.1.3.6.1.4.1.9.1.466 | Router | CISCO | 2610XM | Cisco Internetwork Operating System Software \X0D\X0AIOS (tm) C2600 Software (C2600-IPBASE-M) Version 12.3(6e) RELEASE SOFTWARE (fc3)\X0D\X0ATechnical Support: http://www.cisco.com/techsupport\X0D\X0ACopyright (c) 1986-2005 by cisco Systems Inc.\X0D\X0ACompiled Fri 01-Apr-05 | IP-6.0 | D P F |  | D F | D F | D F |  |  | Yes |  |  |  | D F |  | D F |  | D P | D P | D
.1.3.6.1.4.1.9.12.3.1.3.1625 | Switch | CISCO | Nexus 9332 | Cisco NX-OS(tm) nxos.7.0.3.I2.2a.bin Software (nxos) Version 7.0(3)I2(2a) RELEASE SOFTWARE Copyright (c) 2002-2013 by Cisco Systems Inc. Compiled 12/14/2015 3:00:00 | IP-9.4.2 |  | D P F | D F | D F | D F |  |  | No |  |  |  | D F | D F | D F |  | D P | D P | D
.1.3.6.1.4.1.9.1.838 | Router | CISCO | 881G | Cisco IOS Software C880 Software (C880DATA-UNIVERSALK9-M) Version 12.4(22)T RELEASE SOFTWARE (fc1)\X0D\X0ATechnical Support: http://www.cisco.com/techsupport\X0D\X0ACopyright (c) 1986-2008 by Cisco Systems Inc.\X0D\X0ACompiled Fri 10-Oct-08 13:17 by prod_rel_team | IP-7.0.3.12 | D P F |  | D F | D F | D F |  |  | Yes |  |  |  |  | D F | D F |  | D P | D P | D
.1.3.6.1.4.1.9.1.1724 | Router | CISCO | ASR901 | Cisco IOS Software 901 Software (ASR901-UNIVERSALK9-M) Version 15.3(3)S2 RELEASE SOFTWARE (fc3)\X0D\X0ATechnical Support: http://www.cisco.com/techsupport\X0D\X0ACopyright (c) 1986-2014 by Cisco Systems Inc.\X0D\X0ACompiled Sat 01-Feb-14 03:38 by prod_rel_team | IP-9.4 | D P F |  | D F | D F | D F |  |  | Yes |  |  |  | D F | D F | D F |  | D P | D P | D
.1.3.6.1.4.1.9.1.736 | Switch | CISCO | ME3400 | Cisco IOS Software ME340x Software (ME340x-METROIPACCESS-M) Version 12.2(35)SE1 RELEASE SOFTWARE (fc1)\X0D\X0ACopyright (c) 1986-2006 by Cisco Systems Inc.\X0D\X0ACompiled Tue 19-Dec-06 06:54 by antonino | IP-7.0.2 | D P F | D P F | D F | D F | D F |  | D | Yes |  |  |  | D F | D F | D F |  | D P | D P | D P
.1.3.6.1.4.1.9.1.1643 | Switch | CISCO | cat385048 | Cisco IOS Software Catalyst L3 Switch Software (CAT3K_CAA-UNIVERSALK9-M) Version 15.0(1)EX1 RELEASE SOFTWARE (fc1)\X0D\X0ATechnical Support: http://www.cisco.com/techsupport\X0D\X0ACopyright (c) 1986-2013 by Cisco Systems Inc.\X0D\X0ACompiled Wed 20-Mar-13 17:10 by pro | IP-9.3 | D F | D P F |  | D F | D F |  | D | Yes |  |  |  | D F |  | D F |  | D P | D P | D
.1.3.6.1.4.1.9.1.1525 | Router | CISCO | ASR1002-X | Cisco IOS Software IOS-XE Software (X86_64_LINUX_IOSD-UNIVERSALK9-M) Version 15.2(4)S1 RELEASE SOFTWARE (fc3)\X0D\X0ATechnical Support: http://www.cisco.com/techsupport\X0D\X0ACopyright (c) 1986-2012 by Cisco Systems Inc.\X0D\X0ACompiled Sat 06-Oct-12 13:03 by mcpre | IP-9.2.1 | D P F |  |  | D F | D F |  |  | Yes |  |  |  | D F | D F | D F | D F | D P | D P | D
.1.3.6.1.4.1.9.5.39 | Switch | CISCO | 6009 | Cisco Systems WS-C6009\X0ACisco Catalyst Operating System Software Version 8.1(3)\X0ACopyright (c) 1995-2003 by Cisco Systems\X0A | IP-6.0 | D P F | D P F | D F | D F | D F |  | D | Yes |  |  |  | D F | D F | D F |  | D P | D P | D P
.1.3.6.1.4.1.9.1.338 | Router | CISCO | 3661Ac | Cisco Internetwork Operating System Software \X0D\X0AIOS (tm) 3600 Software (C3660-JS-M) Version 12.2(3) RELEASE SOFTWARE (fc1)\X0D\X0ACopyright (c) 1986-2001 by cisco Systems Inc.\X0D\X0ACompiled Wed 18-Jul-01 15:09 by pwade | IP-6.0 | D P F |  | D F | D F | D F |  |  | Yes | D |  |  | D F | D F | D F |  | D P | D P | D
.1.3.6.1.4.1.9.1.824 | LoadBalancer | CISCO | ACE4710 | ACE 4710 Application Control Engine Appliance | IP-7.0.3.17 | D P F |  | D F | D F | D F |  |  | No | [7 empty] | D P |  | D
.1.3.6.1.4.1.9.1.184 | Switch | CISCO | 2924C-XL | Cisco Internetwork Operating System Software \X0D\X0AIOS (tm) C2900XL Software (C2900XL-HS-M) Version 11.2(8.12)SA6 MAINTENANCE INTERIM SOFTWARE\X0D\X0ACopyright (c) 1986-1904 by cisco Systems Inc.\X0D\X0ACompiled Fri 09-Apr-04 19:46 by antonino | IP-6.0 | D P F | D F | D | D F | D F | D | D | Yes | [9 empty] | D
.1.3.6.1.4.1.9.1.1616 | Switch | CISCO | ME-3600X-24CX-M | Cisco IOS Software ME360x_t Software (ME360x_t-UNIVERSALK9-M) Version 15.2(4)S2 RELEASE SOFTWARE (fc1)\X0D\X0ATechnical Support: http://www.cisco.com/techsupport\X0D\X0ACopyright (c) 1986-2012 by Cisco Systems Inc.\X0D\X0ACompiled Wed 12-Dec-12 05:26 by prod_rel_team | IP-9.2.1 | D P F | D P F |  | D F | D F |  | D | Yes |  |  |  | D F | D F | D F |  | D P | D P | D
.1.3.6.1.4.1.9.1.501 | Switch | CISCO | C4507-with-Sup | Cisco Internetwork Operating System Software \X0D\X0AIOS (tm) Catalyst 4000 L3 Switch Software (cat4000-IS-M) Version 12.1(12c)EW1 EARLY DEPLOYMENT RELEASE SOFTWARE (fc1)\X0D\X0ATAC Support: http://www.cisco.com/tac\X0D\X0ACopyright (c) 1986-2002 by cisco Systems Inc.\X0D\X0A | IP-6.0 | D P F | D P F | D F | D F | D F | D | D | Yes |  |  |  | D F | D F | D F |  | D P | D P | D
.1.3.6.1.4.1.9.1.627 | Router | CISCO | SB 101 | Cisco IOS Software Catalyst 4000 L3 Switch Software (cat4000-I9S-M) Version 12.2(25)EWA RELEASE SOFTWARE (fc1)\X0D\X0ATechnical Support: http://www.cisco.com/techsupport\X0D\X0ACopyright (c) 1986-2005 by Cisco Systems Inc.\X0D\X0ACompiled Fri 04-Mar-05 16:49 by dchih | IP-6.2.2 | D P F |  | D F | D F | D F |  |  | Yes |  |  |  | D F | D F | D F |  | D P | D P | D
.1.3.6.1.4.1.9.1.1858 | Router | CISCO | C891F | Cisco IOS Software C800 Software (C800-UNIVERSALK9-M) Version 15.3(3)M2 RELEASE SOFTWARE (fc1)\X0D\X0ATechnical Support: http://www.cisco.com/techsupport\X0D\X0ACopyright (c) 1986-2014 by Cisco Systems Inc.\X0D\X0ACompiled Thu 30-Jan-14 02:12 by prod_rel_team | IP-9.4 | D P F | D P F | D F | D F | D F |  | D | Yes | [5 empty] | D F |  | D P | D P | D
.1.3.6.1.4.1.3607.1.20.10.70 | Switch | CISCO | ONS15454 | Cisco ONS 15454 M6 09.60-012F-16.17-SPA Factory Defaults PLATFORM=15454-M6 | IP-9.1/IP-8.1.3 | D F | D P F |  | D F | D F |  | D | No | [9 empty] | D
.1.3.6.1.4.1.9.1.1049 | Switch | CISCO | C3560E | Cisco IOS Software C3560E Software (C3560E-UNIVERSAL-M) Version 12.2(52)EX RELEASE SOFTWARE (fc1)\X0D\X0ATechnical Support: http://www.cisco.com/techsupport\X0D\X0ACopyright (c) 1986-2009 by Cisco Systems Inc.\X0D\X0ACompiled Wed 11-Nov-09 14:02 by prod_rel_team | IP-8.1.1.1 | D P F | D P F | D F | D F | D F | D | D | Yes |  |  |  | D F | D F | D F |  | D P | D P | D P
.1.3.6.1.4.1.9.1.830 | Firewall | CISCO | ciscoIPS4270 | Linux FLN01-L1D01-IL01 2.4.30-IDS-smp-bigphys #2 SMP Tue Aug 18 13:05:49 UTC 2009 i686 | IP-9.1/IP-8.1.3 | D P F |  |  | D F | D F |  |  | No | [7 empty] | D P | D P | D
.1.3.6.1.4.1.9.1.400 | Switch | CISCO | IOS 6513 | Cisco IOS Software s72033_rp Software (s72033_rp-IPSERVICESK9-M) Version 12.2(33)SXI1 RELEASE SOFTWARE (fc3)\X0D\X0ATechnical Support: http://www.cisco.com/techsupport\X0D\X0ACopyright (c) 1986-2009 by Cisco Systems Inc.\X0D\X0ACompiled Sat 28-Mar-09 10:30 by prod_rel_ | IP-7.0.2 | D P F | D P F | D F | D F | D F |  | D | Yes | D |  |  | D F | D F | D F |  | D P | D P | D P
.1.3.6.1.4.1.9.1.947 | Switch | CISCO | CBS3110 | Cisco IOS Software CBS31X0 Software (CBS31X0-UNIVERSAL-M) Version 12.2(40)EX2 RELEASE SOFTWARE (fc1)\X0D\X0ACopyright (c) 1986-2008 by Cisco Systems Inc.\X0D\X0ACompiled Wed 16-Apr-08 20:32 by myl | IP-7.0.3.7 | D P F | D P F | D F | D F | D F |  | D | Yes |  |  |  | D F | D F | D F |  | D P | D P | D P
.1.3.6.1.4.1.9.1.726 | Switch | CISCO | 500-24PC | Cisco IOS Software CE500 Software (CE500-LANBASE-M) Version 12.2(25)FY RELEASE SOFTWARE (fc3)\X0D\X0ACopyright (c) 1986-2005 by Cisco Systems Inc.\X0D\X0ACompiled Fri 09-Sep-05 11:49 by antonino | IP-7.0.2 | D P F | D P F |  | D F | D F | D | D | Yes |  |  |  | D F | D F | D F |  | D P | D P | D
.1.3.6.1.4.1.9.1.747 | WirelessController | CISCO | WS-C3750G-24WS-S25 | Cisco Controller | IP-7.0.3.5 | D P F |  |  | D F | D F |  |  | Yes |  |  |  | D F |  | D F |  | D P | D P | D
.1.3.6.1.4.1.9.1.528 | Router | CISCO | 7613 | Cisco IOS Software c7600rsp72043_rp Software (c7600rsp72043_rp-ADVIPSERVICESK9-M) Version 12.2(33)SRC2 RELEASE SOFTWARE (fc2)\X0D\X0ATechnical Support: http://www.cisco.com/techsupport\X0D\X0ACopyright (c) 1986-2008 by Cisco Systems Inc.\X0D\X0ACompiled Thu 18-Sep-08 0 | IP-6.2 | D P F |  | D F | D F | D F |  |  | Yes | D |  |  | D F | D F | D F |  | D P | D P | D
.1.3.6.1.4.1.9.1.202 | Switch | CISCO | 8540 MSR | Cisco Internetwork Operating System Software \X0D\X0AIOS (tm) PNNI Software (cat8540m-WP-M) Version 12.0(7)W5(15e) RELEASE SOFTWARE \X0D\X0ACopyright (c) 1986-2001 by cisco Systems Inc.\X0D\X0ACompiled Fri 09-Mar-01 08:44 by | IP-7.0.3 | D P F | D P F | D F | D F | D F |  |  | Yes |  |  |  | D F | D F | D F | D F | D P | D P | D
.1.3.6.1.4.1.9.1.620 | Router | CISCO | 1841 | Cisco IOS Software 1841 Software (C1841-ADVIPSERVICESK9-M) Version 12.3(14)T RELEASE SOFTWARE (fc1)\X0D\X0ATechnical Support: http://www.cisco.com/techsupport\X0D\X0ACopyright (c) 1986-2005 by Cisco Systems Inc.\X0D\X0ACompiled Thu 24-Mar-05 16:09 by yiyan | IP-7.0 | D P F |  | D F | D F | D F |  |  | Yes |  |  |  |  | D F |  |  | D P | D P | D
.1.3.6.1.4.1.9.1.1214 | Router | CISCO | Nexus1000V-NAM-VirtualBlade | Cisco Wide Area Application Services Software Hardware Version: sm-sre-900-4.4.3.4\X0ACisco Wide Area Application Services (universal-k9) Software Release 4.4.3 (build b4 Aug 22 2011) \X0A | IP-9.1/IP-8.1.4 | D P F |  |  | D F | D F |  |  | Yes
.1.3.6.1.4.1.9.1.1700 | Switch | CISCO | C2960X-24PSK-L | Cisco IOS Software C2960X Software (C2960X-UNIVERSALK9-M) Version 15.0(2)EX5 RELEASE SOFTWARE (fc1)\X0D\X0ATechnical Support: http://www.cisco.com/techsupport\X0D\X0ACopyright (c) 1986-2014 by Cisco Systems Inc.\X0D\X0ACompiled Fri 21-Feb-14 05:54 by prod_rel_team | IP-9.4 | D P F | D P F | D F | D F | D F | D | D | Yes |  |  |  | D F |  | D F |  | D P | D P | D P
.1.3.6.1.4.1.9.1.566 | Router | CISCO | C850 | Cisco IOS Software C850 Software (C850-ADVSECURITYK9-M) Version 12.4(4)T3 RELEASE SOFTWARE (fc3)\X0D\X0ATechnical Support: http://www.cisco.com/techsupport\X0D\X0ACopyright (c) 1986-2006 by Cisco Systems Inc.\X0D\X0ACompiled Mon 22-May-06 20:06 by kellythw | IP-7.0.2 | D P F |  | D F | D F | D F |  |  | Yes | [7 empty] | D P | D P | D
.1.3.6.1.4.1.9.1.716 | Switch | CISCO | C2960-24TT | Cisco IOS Software C2960 Software (C2960-LANBASEK9-M) Version 12.2(25)SEE RELEASE SOFTWARE (fc2)\X0D\X0ACopyright (c) 1986-2006 by Cisco Systems Inc.\X0D\X0ACompiled Fri 03-Feb-06 07:02 by antonino | IP-6.5.3 | D P F | D P F | D F | D F | D F |  | D | Yes |  |  |  | D F | D F | D F |  | D P | D P | D P
.1.3.6.1.4.1.9.1.1008 | Switch | CISCO | ME-3400EG-12CS-M | Cisco IOS Software ME340x Software (ME340x-METROACCESSK9-M) Version 12.2(53)SE RELEASE SOFTWARE (fc2)\X0D\X0ATechnical Support: http://www.cisco.com/techsupport\X0D\X0ACopyright (c) 1986-2009 by Cisco Systems Inc.\X0D\X0ACompiled Sun 13-Dec-09 17:46 by prod_rel_team | IP-8.1.2 | D P F | D P F | D F | D F | D F |  | D | Yes |  |  |  | D F | D F | D F |  | D P | D P | D P
.1.3.6.1.4.1.9.1.1146 | Switch | CISCO | 2960-24LC-S | Cisco IOS Software C2960 Software (C2960-LANLITE-M) Version 12.2(50)SE2 RELEASE SOFTWARE (fc2)\X0D\X0ACopyright (c) 1986-2009 by Cisco Systems Inc.\X0D\X0ACompiled Fri 15-May-09 20:54 by nachen | IP-9.1/IP-8.1.4 | D P F | D P F | D F | D F | D F | D | D | Yes |  |  |  | D F | D F | D F |  | D P | D P | D P
.1.3.6.1.4.1.9.1.1880 | Switch | CISCO | WS-C3850-12S | Cisco IOS Software IOS-XE Software Catalyst L3 Switch Software (CAT3K_CAA-UNIVERSALK9-M) Version 03.03.04SE RELEASE SOFTWARE (fc3)\X0D\X0ATechnical Support: http://www.cisco.com/techsupport\X0D\X0ACopyright (c) 1986-2014 by Cisco Systems Inc.\X0D\X0ACompiled Fri 29-Aug | IP-9.4.2 | D P F | D P F | D F | D F | D F |  | D | Yes |  |  |  | D F | D F | D F |  | D P | D P | D
.1.3.6.1.4.1.9.12.3.1.3.847 | Switch | CISCO | UCS 6120XP | Cisco NX-OS(tm) ucs Software (ucs-6100-k9-system) Version 4.0(1a)N2(1.1) Interim version 4.0(1a)N2(1.0.9 RELEASE SOFTWARE (fc2) Copyright (c) 2002-2008 by Cisco Systems Inc. Device Manager Version nms.sro not found Compiled 11/26/2008 21:00:00 | IP-9.0/8.1.3 |  | D P F |  | D F | D F |  |  | Yes |  |  |  | D F | D F |  |  | D P | D P | D
.1.3.6.1.4.1.9.1.2053 | Router | CISCO | 897-MultiMode-VDSL2-ADSL2 | Cisco IOS Software C800 Software (C800-UNIVERSALK9-M) Version 15.4(3)M0.1 MAINTENANCE INTERIM SOFTWARE\X0D\X0ATechnical Support: http://www.cisco.com/techsupport\X0D\X0ACopyright (c) 1986-2014 by Cisco Systems Inc.\X0D\X0ACompiled Thu 31-Jul-14 08:10 by prod_rel_team | IP-9.4.2 | D P F |  | D F | D F | D F |  | D | Yes |  |  |  | D F |  | D F |  | D P | D P | D
.1.3.6.1.4.1.9.1.782 | Router | CISCO | C870 | Cisco IOS Software C870 Software (C870-ADVSECURITYK9-M) Version 12.4(15)T16 RELEASE SOFTWARE (fc2)\X0D\X0ATechnical Support: http://www.cisco.com/techsupport\X0D\X0ACopyright (c) 1986-2011 by Cisco Systems Inc.\X0D\X0ACompiled Thu 22-Sep-11 08:40 by prod_rel_team | IP-9.2.1 | D P F |  | D F | D F | D F |  |  | Yes | [7 empty] | D P | D P | D
.1.3.6.1.4.1.9.1.574 | Switch | CISCO | C3750-24TE-MD | Cisco IOS Software C3750ME Software (C3750ME-I5-M) Version 12.2(50)SE RELEASE SOFTWARE (fc1)\X0D\X0ACopyright (c) 1986-2009 by Cisco Systems Inc.\X0D\X0ACompiled Sat 28-Feb-09 01:04 by weiliu | IP-9.4.2 | D P F | D P F | D F | D F | D F |  | D | Yes |  |  |  | D F | D F | D F |  | D P | D P | D P
.1.3.6.1.4.1.9.12.3.1.3.1354 | Switch | CISCO | Nexus-7706 | Cisco NX-OS(tm) n9000 Software (n9000-dk9) Version 6.1(2)I2(3) RELEASE SOFTWARE Copyright (c) 2002-2013 by Cisco Systems Inc. Compiled 6/23/2014 12:00:00 | IP-9.4 | D P F | D P F | D F | D F | D F |  | D | Yes |  |  |  | D F | D F | D F |  | D P | D P | D
.1.3.6.1.4.1.9.1.795 | Switch | CISCO | catalyst3560E24PD | Cisco IOS Software C3560E Software (C3560E-UNIVERSALK9-M) Version 12.2(37)SE RELEASE SOFTWARE (fc2)\X0D\X0ACopyright (c) 1986-2007 by Cisco Systems Inc.\X0D\X0ACompiled Thu 10-May-07 16:07 by antonino | IP-6.x | D P F | D P F |  | D F | D F |  | D | Yes |  |  |  | D F | D F | D F |  | D P | D P | D
.1.3.6.1.4.1.9.1.565 | Bridge | CISCO | BR1300 | Cisco IOS Software C1310 Software (C1310-K9W7-M) Version 12.3(8)JA2 RELEASE SOFTWARE (fc1)\X0D\X0ATechnical Support: http://www.cisco.com/techsupport\X0D\X0ACopyright (c) 1986-2006 by Cisco Systems Inc.\X0D\X0ACompiled Tue 30-May-06 18:15 by pwade | IP-6.2.1 | D P F | D F |  | D F | D F |  |  | Yes | [5 empty] | D |  | D | D | D
.1.3.6.1.4.1.9.1.14 | Router | CISCO | 4500 | Cisco Internetwork Operating System Software \X0D\X0AIOS (tm) 4500 Software (C4500-JS-M) Version 12.2(46a) RELEASE SOFTWARE (fc1)\X0D\X0ACopyright (c) 1986-2007 by cisco Systems Inc.\X0D\X0ACompiled Wed 11-Jul-07 22:21 by pwade | IP-6.0 | D P F |  | D F | D F | D F |  |  | Yes | D | [6 empty] | D P | D P | D
.1.3.6.1.4.1.9.1.168 | RSM | CISCO | WS-X5302 | Cisco Internetwork Operating System Software \X0D\X0AIOS (tm) C5RSM Software (C5RSM-ISV-M) Version 12.0(9)W5(17a) RELEASE SOFTWARE \X0D\X0ACopyright (c) 1986-2000 by cisco Systems Inc.\X0D\X0ACompiled Thu 04-May-00 22:41 by | IP-6.0 | D P F |  | D F | D F | D F |  |  | Yes | [7 empty] | D P | D P
.1.3.6.1.4.1.9.1.823 | Host | CISCO | WAE502/522 | Cisco Wide Area Application Services Software Hardware Version: nme-wae-502-DEVELOPMENT[adbu-bldsrv-11:/ws/damaster/alameda_mfg_build/alame Cisco Wide Area Application Services Software Software Release 4.0.13 (build b23 Sep 25 2007) | IP-9.4.2 | D F |  |  | D F | D F |  |  | Yes | [8 empty] | D P | D | D F | D P
.1.3.6.1.4.1.9.1.543 | Router | CISCO | 3825 | Cisco IOS Software 3800 Software (C3825-ADVENTERPRISEK9-M) Version 12.4(22)T RELEASE SOFTWARE (fc1)\X0D\X0ATechnical Support: http://www.cisco.com/techsupport\X0D\X0ACopyright (c) 1986-2008 by Cisco Systems Inc.\X0D\X0ACompiled Fri 10-Oct-08 06:43 by prod_rel_team | IP-8.1.2 | D P F |  | D F | D F | D |  | D | Yes |  |  |  | D F | D F | D F | D F | D P | D P | D
.1.3.6.1.4.1.9.1.571 | Router | CISCO | 871 | Cisco IOS Software C870 Software (C870-ADVIPSERVICESK9-M) Version 12.3(8)YI3 RELEASE SOFTWARE (fc1)\X0D\X0ASynched to technology version 12.3(10.3)T2\X0D\X0ATechnical Support: http://www.cisco.com/techsupport\X0D\X0ACopyright (c) 1986-2005 by Cisco Systems Inc.\X0D\X0ACompil | IP-6.5.3 | D P F |  | D F | D F | D F |  |  | Yes | [7 empty] | D P | D P | D
.1.3.6.1.4.1.9.1.821 | Router | CISCO | 7201 | Cisco IOS Software 7200 Software (C7200P-ADVENTERPRISEK9_SNA-M) Version 12.4(15)T1 RELEASE SOFTWARE (fc2)\X0D\X0ATechnical Support: http://www.cisco.com/techsupport\X0D\X0ACopyright (c) 1986-2007 by Cisco Systems Inc.\X0D\X0ACompiled Wed 18-Jul-07 13:55 by prod_rel_tea | IP-7.0.3 | D P F |  | D F | D F | D F |  |  | Yes |  |  |  | D F | D F | D F | D F | D P | D P | D
.1.3.6.1.4.1.9.1.1249 | Router | CISCO | 892F | Cisco IOS Software C890 Software (C890-UNIVERSALK9-M) Version 15.1(2)T2.1 MAINTENANCE INTERIM SOFTWARE\X0D\X0ATechnical Support: http://www.cisco.com/techsupport\X0D\X0ACopyright (c) 1986-2010 by Cisco Systems Inc.\X0D\X0ACompiled Tue 16-Nov-10 05:38 by prod_rel_team | IP-9.0/8.1.3 | D P F |  |  | D F | D F |  |  | Yes |  |  |  |  | D F | D F |  | D P | D P | D
.1.3.6.1.4.1.9.1.1293 | LoadBalancer | CISCO | ciscoWiSM2 | Cisco Controller | IP-9.1/IP-8.1.3 | D P F |  |  | D F | D F |  |  | Yes | [5 empty] | D F |  | D P | D P | D
.1.3.6.1.4.1.9.1.799 | Switch | CISCO | catalyst2960G8TC | Cisco IOS Software C2960 Software (C2960-LANBASEK9-M) Version 12.2(37)SE RELEASE SOFTWARE (fc2)\X0D\X0ACopyright (c) 1986-2007 by Cisco Systems Inc.\X0D\X0ACompiled Thu 10-May-07 16:43 by antonino | IP-6.x | D P F | D P F | D F | D F | D F |  | D | Yes |  |  |  | D F | D F | D F |  | D P | D P | D P
.1.3.6.1.4.1.9.1.664 | Switch | CISCO | ISR-NME-X-23ES-1G-P | Cisco IOS Software C3750 Software (C3750-IPBASEK9-M) Version 12.2(37)SE RELEASE SOFTWARE (fc2)\X0D\X0ACopyright (c) 1986-2007 by Cisco Systems Inc.\X0D\X0ACompiled Thu 10-May-07 16:31 by antonino | IP-7.0.3 | D P F | D P F | D F | D F | D F |  | D | Yes | [7 empty] | D P | D P | D
.1.3.6.1.4.1.9.1.592 | Switch | CISCO | IGESM | Cisco Internetwork Operating System Software \X0D\X0AIOS (tm) CIGESM Software (CIGESM-I6Q4L2-M) Version 12.1(22)EA9 RELEASE SOFTWARE (fc1)\X0D\X0ACopyright (c) 1986-2006 by cisco Systems Inc.\X0D\X0ACompiled Fri 01-Dec-06 17:59 by weiliu | IP-7.0 | D P F | D P F |  | D F | D F |  | D | Yes |  |  |  | D F | D F |  |  | D P | D P | D
.1.3.6.1.4.1.9.1.1537 | Router | CISCO | CSR1000v | Cisco IOS Software CSR1000V Software (X86_64_LINUX_IOSD-UNIVERSALK9-M) Version 15.4(2)S RELEASE SOFTWARE (fc2)\X0D\X0ATechnical Support: http://www.cisco.com/techsupport\X0D\X0ACopyright (c) 1986-2014 by Cisco Systems Inc.\X0D\X0ACompiled Wed 26-Mar-14 21:09 by mcpre | IP-9.4 | D P F |  |  | D F | D F |  | D | Yes | D | [6 empty] | D P | D P | D P
.1.3.6.1.4.1.9.1.310 | Router | CISCO | IOS 6509 NEB | Cisco Internetwork Operating System Software \X0D\X0AIOS (tm) s72033_rp Software (s72033_rp-ADVIPSERVICESK9_WAN-M) Version 12.2(18)SXE2 RELEASE SOFTWARE (fc1)\X0D\X0ATechnical Support: http://www.cisco.com/techsupport\X0D\X0ACopyright (c) 1986-2005 by cisco Systems Inc. | IP-6.0 | D P F |  | D F | D F | D F |  |  | Yes |  |  |  | D F | D F | D F |  | D P | D P | D
.1.3.6.1.4.1.9.1.1341 | Router | CISCO | C1861 | Cisco IOS Software C1861 Software (C1861-ADVENTERPRISEK9-M) Version 15.1(4)M4 RELEASE SOFTWARE (fc1)\X0D\X0ATechnical Support: http://www.cisco.com/techsupport\X0D\X0ACopyright (c) 1986-2012 by Cisco Systems Inc.\X0D\X0ACompiled Tue 20-Mar-12 17:47 by prod_rel_team | IP-9.1/IP-8.1.4 | D P F |  | D F | D F | D F |  | D | Yes |  |  |  | D F |  | D F |  | D P | D P | D
.1.3.6.1.4.1.9.1.702 | Switch | CISCO | C3750 | Cisco IOS Software C3750 Software (C3750-IPBASE-M) Version 12.2(35)SE5 RELEASE SOFTWARE (fc1)\X0D\X0ACopyright (c) 1986-2007 by Cisco Systems Inc.\X0D\X0ACompiled Thu 19-Jul-07 19:15 by nachen | IP-7.0.3.22 | D P F | D P F | D F | D F | D F | D | D | Yes |  |  |  | D F | D F | D F |  | D P | D P | D P
.1.3.6.1.4.1.9.5.61 | Switch | CISCO | WSC 6509 NEBA | Cisco Systems WS-C6509-NEB-A\X0ACisco Catalyst Operating System Software Version 8.5(9)\X0ACopyright (c) 1995-2007 by Cisco Systems\X0A | IP-7.0.3.21 | D P F | D P F | D F | D F | D F |  | D | Yes |  |  |  | D F | D F | D F |  | D P | D P | D P
.1.3.6.1.4.1.9.12.3.1.3.1507 | Switch | CISCO | Nexus-9504 | Cisco NX-OS(tm) n9000 Software (n9000-dk9) Version 6.1(2)I2(3) RELEASE SOFTWARE Copyright (c) 2002-2013 by Cisco Systems Inc. Compiled 6/23/2014 12:00:00 | IP-9.4 | D P F | D P F | D F | D F | D F |  |  | Yes |  |  |  | D F | D F | D F |  | D P | D P | D P
.1.3.6.1.4.1.9.1.2238 | Switch | CISCO | Cisco-APIC | APIC VERSION 1.2(2h); PID APIC-SERVER-L2; Serial FCH1939V28M | IP-9.4.2 |  |  |  | D F | D F |  |  | Yes |  |  |  | D F |  | D F |  | D P | D P | D
.1.3.6.1.4.1.9.1.615 | Switch | CISCO | WS-C3560G-24TS | Cisco IOS Software C3560 Software (C3560-IPSERVICESK9-M) Version 12.2(35)SE1 RELEASE SOFTWARE (fc1)\X0D\X0ACopyright (c) 1986-2006 by Cisco Systems Inc.\X0D\X0ACompiled Tue 19-Dec-06 10:54 by antonino | IP-6.2.2 | D P F | D P F | D F | D F | D F | D | D | Yes |  |  |  | D F | D F | D F |  | D P | D P | D P
.1.3.6.1.4.1.9.1.669 | Firewall | CISCO | ASA5510 | Cisco Adaptive Security Appliance Version 8.0(4) | IP-7.0.3 | D P F |  |  | D F | D F |  |  | Yes | [7 empty] | D P | D P | D
.1.3.6.1.4.1.9.1.1299 | Router | CISCO | 881G2 | Cisco IOS Software C880 Software (C880DATA-UNIVERSALK9-M) Version 15.1(2.19)T0.2 MAINTENANCE INTERIM SOFTWARE\X0D\X0ATechnical Support: http://www.cisco.com/techsupport\X0D\X0ACopyright (c) 1986-2010 by Cisco Systems Inc.\X0D\X0ACompiled Mon 11-Oct-10 06:03 by prod_rel | IP-9.1/IP-8.1.4 | D P F |  | D F | D F | D F |  |  | Yes |  |  |  |  | D F | D F |  | D P | D P | D
.1.3.6.1.4.1.9.1.431 | Switch | CISCO | WS-C3550-12G | Cisco Internetwork Operating System Software \X0D\X0AIOS (tm) C3550 Software (C3550-I5K2L2Q3-M) Version 12.1(22)EA3 RELEASE SOFTWARE (fc1)\X0D\X0ACopyright (c) 1986-2005 by cisco Systems Inc.\X0D\X0ACompiled Tue 25-Jan-05 21:04 by antonino | IP-6.0 | D P F | D P F | D F | D F | D F | D | D | Yes | D |  |  | D F | D F | D F |  | D P | D P | D P
.1.3.6.1.4.1.9.1.928 | Switch | CISCO | 2960-LANLITE-M | Cisco IOS Software C2960 Software (C2960-LANLITE-M) Version 12.2(37)EY RELEASE SOFTWARE (fc2)\X0D\X0ACopyright (c) 1986-2007 by Cisco Systems Inc.\X0D\X0ACompiled Thu 28-Jun-07 18:07 by antonino | IP-7.0.3.7 | D P F | D P F | D F | D F | D F | D | D | Yes |  |  |  | D F | D F |  |  | D P | D P | D P
.1.3.6.1.4.1.9.1.1147 | Switch | CISCO | 2960-24PC-S | Cisco IOS Software C2960 Software (C2960-LANLITE-M) Version 12.2(50)SE2 RELEASE SOFTWARE (fc2)\X0D\X0ACopyright (c) 1986-2009 by Cisco Systems Inc.\X0D\X0ACompiled Fri 15-May-09 20:54 by nachen | IP-9.1/IP-8.1.4 | D P F | D P F | D F | D F | D F | D | D | Yes |  |  |  | D F | D F | D F |  | D P | D P | D P
.1.3.6.1.4.1.9.1.1016 | Switch | CISCO | Catalyst2960 | Cisco IOS Software C2960 Software (C2960-LANBASEK9-M) Version 12.2(46)SE RELEASE SOFTWARE (fc2)\X0D\X0ACopyright (c) 1986-2008 by Cisco Systems Inc.\X0D\X0ACompiled Thu 21-Aug-08 15:59 by nachen | IP-8.1.1.1 | D P F | D P F | D F | D F | D F | D | D | Yes |  |  |  | D F | D F | D F |  | D P | D P | D P
.1.3.6.1.4.1.9.1.1024 | Switch | CISCO | WS-C3560X-24 | Cisco IOS Software C3560 Software (C3560-IPBASE-M) Version 12.2(50)SE1 RELEASE SOFTWARE (fc2)\X0D\X0ACopyright (c) 1986-2009 by Cisco Systems Inc.\X0D\X0ACompiled Mon 06-Apr-09 02:25 by amvarma | IP-8.1.1.1 | D P F | D P F | D F | D F | D F | D | D | Yes |  |  |  | D F | D F | D F |  | D P | D P | D P
.1.3.6.1.4.1.9.12.3.1.9.2.180 | Firewall | CISCO | ciscoIPS4240-k9 | Linux DAL03-04M01-IL01 2.6.14-Cavium-Octeon #5 SMP Thu Mar 25 04:09:20 CDT 2010 mips64 | IP-9.1/IP-8.1.3 | D P F |  |  | D F | D F |  |  | No | [7 empty] | D P | D P | D
.1.3.6.1.4.1.9.1.1496 | Router | CISCO | A9K-24X10GE-SE | Cisco IOS Software C800 Software (C800-UNIVERSALK9-M) Version 15.3(3)M1 WELLS FARGO ES image for CAP348003\X0D\X0AEng Special Image for CAP348003\X0D\X0ACopyright (c) 1986-2014 by Cisco Systems Inc.\X0D\X0ACompiled Wed 12-Mar-14 23:19 by CUST-SPECIAL WELLS_FARGO_MARC+ | IP-9.4 | D P F |  | D F | D F | D F |  | D | Yes | D |  |  |  |  | D F |  | D P | D P | D
.1.3.6.1.4.1.9.1.278 | Switch | CISCO | 3548XL | Cisco Internetwork Operating System Software \X0D\X0AIOS (tm) C3500XL Software (C3500XL-C3H2S-M) Version 12.0(5)WC9 RELEASE SOFTWARE (fc1)\X0D\X0ACopyright (c) 1986-2003 by cisco Systems Inc.\X0D\X0ACompiled Fri 19-Sep-03 10:01 by antonino | IP-6.5.3 | D P F | D P F | D | D F | D F | D | D | Yes | [7 empty] | D P | D P | D
.1.3.6.1.4.1.9.1.217 | Switch | CISCO | 2924XL-V | Cisco Internetwork Operating System Software \X0D\X0AIOS (tm) C2900XL Software (C2900XL-C3H2S-M) Version 12.0(5.2)XU MAINTENANCE INTERIM SOFTWARE\X0D\X0ACopyright (c) 1986-2000 by cisco Systems Inc.\X0D\X0ACompiled Mon 17-Jul-00 17:35 by ayounes | IP-6.0 | D P F | D P F | D | D F | D F | D | D | Yes | [7 empty] | D P | D P | D P
.1.3.6.1.4.1.9.1.1421 | Firewall | CISCO | ASA5515 | Cisco Adaptive Security Appliance Version 9.1(1) | IP-9.2.1 | D P F |  |  | D F | D F |  |  | No | [7 empty] | D P | D P | D
.1.3.6.1.4.1.9.1.1823 | Switch | CISCO | WS-C3650-24TS | Cisco IOS Software IOS-XE Software Catalyst L3 Switch Software (CAT3K_CAA-UNIVERSALK9-M) Version 03.03.03SE RELEASE SOFTWARE (fc2)\X0D\X0ATechnical Support: http://www.cisco.com/techsupport\X0D\X0ACopyright (c) 1986-2014 by Cisco Systems Inc.\X0D\X0ACompiled Sun 27-Apr | IP-9.4 | D P F | D P F |  | D F | D F | D | D | Yes | D |  |  | D F | D F | D F |  | D P | D P | D
.1.3.6.1.4.1.9.1.798 | Switch | CISCO | C2960-8-TC | Cisco IOS Software C2960 Software (C2960-LANBASEK9-M) Version 12.2(37)SE RELEASE SOFTWARE (fc2)\X0D\X0ACopyright (c) 1986-2007 by Cisco Systems Inc.\X0D\X0ACompiled Thu 10-May-07 16:43 by antonino | IP-7.0.3 | D P F | D P F | D F | D F | D F |  | D | Yes |  |  |  | D F | D F | D F |  | D P | D P | D P
.1.3.6.1.4.1.9.1.796 | Switch | CISCO | 3560E-48PD | Cisco IOS Software C3560E Software (C3560E-UNIVERSALK9-M) Version 12.2(37)SE RELEASE SOFTWARE (fc2)\X0D\X0ACopyright (c) 1986-2007 by Cisco Systems Inc.\X0D\X0ACompiled Thu 10-May-07 16:07 by antonino | IP-7.0.3 | D P F | D P F | D F | D F | D F |  | D | Yes |  |  |  | D F | D F | D F |  | D P | D P | D P
.1.3.6.1.4.1.9.1.171 | Switch | CISCO | 2916M-XL | Cisco Internetwork Operating System Software \X0D\X0AIOS (tm) C2900XL Software (C2900XL-HS-M) Version 11.2(8.12)SA6 MAINTENANCE INTERIM SOFTWARE\X0D\X0ACopyright (c) 1986-1904 by cisco Systems Inc.\X0D\X0ACompiled Fri 09-Apr-04 19:46 by antonino | IP-6.0 | D P F | D F | D | D F | D F |  | D | Yes | [9 empty] | D
.1.3.6.1.4.1.14179 | WirelessController | CISCO | UNIVERGE WL3036 | UNIVERGE WL controller | IP-9.1 |  | D P F |  | D F | D F |  | D | Yes | [5 empty] | D F |  | D P | D P | D
.1.3.6.1.4.1.9.1.2157 | Router | CISCO | ASR920 | Cisco IOS Software ASR920 Software (PPC_LINUX_IOSD-UNIVERSALK9_NPE-M) Version 15.5(3)S RELEASE SOFTWARE (fc6)\X0D\X0ATechnical Support: http://www.cisco.com/techsupport\X0D\X0ACopyright (c) 1986-2015 by Cisco Systems Inc.\X0D\X0ACompiled Sun 26-Jul-15 10:01 by mcpre | IP-9.4.2 | D P F |  | D F | D F | D F |  |  | Yes |  |  |  | D F |  | D F | D F | D P | D P | D
.1.3.6.1.4.1.9.1.29 | Router | CISCO | 2513 | Cisco Internetwork Operating System Software \X0D\X0AIOS (tm) 2500 Software (C2500-I-L) Version 12.2(3g) RELEASE SOFTWARE (fc1)\X0D\X0ACopyright (c) 1986-2003 by cisco Systems Inc.\X0D\X0ACompiled Sun 03-Aug-03 09:15 by ccai | IP-6.0 | D P F |  | D F | D F | D F |  |  | Yes | [7 empty] | D P | D P | D
.1.3.6.1.4.1.9.1.1022 | Switch | CISCO | 3750-24TS | Cisco IOS Software C3750 Software (C3750-IPBASE-M) Version 12.2(50)SE1 RELEASE SOFTWARE (fc2)\X0D\X0ACopyright (c) 1986-2009 by Cisco Systems Inc.\X0D\X0ACompiled Mon 06-Apr-09 02:58 by amvarma | IP-8.1.1.1 | D P F | D P F | D F | D F | D F | D | D | Yes |  |  |  | D F | D F | D F |  | D P | D P | D P
.1.3.6.1.4.1.9.1.1019 | Switch | CISCO | C3560v2-24TS | Cisco IOS Software C3560 Software (C3560-IPBASE-M) Version 12.2(50)SE1 RELEASE SOFTWARE (fc2)\X0D\X0ACopyright (c) 1986-2009 by Cisco Systems Inc.\X0D\X0ACompiled Mon 06-Apr-09 02:25 by amvarma | IP-8.1.1.1 | D P F | D P F | D F | D F | D F | D | D | Yes |  |  |  | D F | D F | D F |  | D P | D P | D P
.1.3.6.1.4.1.9.1.666 | Switch | CISCO | ISR-NME-XD-48ES-2S-P | Cisco IOS Software C3750 Software (C3750-IPBASEK9-M) Version 12.2(37)SE RELEASE SOFTWARE (fc2)\X0D\X0ACopyright (c) 1986-2007 by Cisco Systems Inc.\X0D\X0ACompiled Thu 10-May-07 16:31 by antonino | IP-7.0.3 | D P F | D P F | D F | D F | D F | D | D | Yes | [7 empty] | D P | D P | D
.1.3.6.1.4.1.9.1.1014 | Router | CISCO | MWR-2941-DC | Cisco IOS Software 2900 Software (MWR2900-IPRAN-M) Experimental Version 12.4(20081123:100842) [cbrezove-rounders_nightly 104]\X0D\X0ACopyright (c) 1986-2008 by Cisco Systems Inc.\X0D\X0ACompiled Sun 23-Nov-08 05:08 by cbrezove | IP-7.0.3.13 | D P F |  | D F | D F | D F |  |  | Yes |  |  |  | D F | D F | D F |  | D P | D P | D
.1.3.6.1.4.1.9.1.1253 | Router | CISCO | CGR2010 | Cisco IOS Software CGR2010 Software (CGR2010-UNIVERSALK9-M) Version 15.1(0.26)T0.6 INTERIM SOFTWARE\X0D\X0ATechnical Support: http://www.cisco.com/techsupport\X0D\X0ACopyright (c) 1986-2010 by Cisco Systems Inc.\X0D\X0ACompiled Mon 15-Mar-10 06:17 by khuie | IP-9.1/IP-8.1.4 | D P F |  | D F | D F | D F |  |  | Yes |  |  |  | D F |  | D F | D F | D P | D P | D
.1.3.6.1.4.1.9.1.858 | Router | CISCO | C890 | Cisco IOS Software C890 Software (C890-UNIVERSALK9-M) Version 15.0(1)M4 RELEASE SOFTWARE (fc1)\X0D\X0ATechnical Support: http://www.cisco.com/techsupport\X0D\X0ACopyright (c) 1986-2010 by Cisco Systems Inc.\X0D\X0ACompiled Fri 29-Oct-10 00:19 by prod_rel_team | IP-9.0/8.1.3 | D P F |  |  | D F | D F |  | D | Yes |  |  |  |  | D F | D F |  | D P | D P | D
.1.3.6.1.4.1.9.1.1316 | Switch | CISCO | cat2960cG8TC-L | Cisco IOS Software C2960C Software (C2960c405ex-UNIVERSALK9-M) Version 15.0(2)SE5 RELEASE SOFTWARE (fc1)\X0D\X0ATechnical Support: http://www.cisco.com/techsupport\X0D\X0ACopyright (c) 1986-2013 by Cisco Systems Inc.\X0D\X0ACompiled Fri 25-Oct-13 14:41 by prod_rel_team | IP-9.4.2 | D P F | D P F | D F | D F | D F |  | D | Yes |  |  |  | D F | D F | D F |  | D P | D P | D P
.1.3.6.1.4.1.9.1.1275 | Firewall | CISCO | ciscoASASm1sc | Cisco Adaptive Security Appliance Version 8.5(1) | IP-9.1/IP-8.1.3 | D F |  |  | D F | D F |  |  | No | [7 empty] | D P | D P | D
.1.3.6.1.4.1.9.1.959 | Switch | CISCO | IE30008TC | Cisco IOS Software IES Software (IES-LANBASEK9-M) Version 12.2(52)SE RELEASE SOFTWARE (fc3)\X0D\X0ACopyright (c) 1986-2009 by Cisco Systems Inc.\X0D\X0ACompiled Fri 25-Sep-09 11:10 by sasyamal | IP-8.1.1.1 | D P F | D P F | D F | D F | D F | D | D | Yes |  |  |  | D F | D F | D F |  | D P | D P | D P
.1.3.6.1.4.1.9.1.634 | Switch | CISCO | WS-C3560-48TS | Cisco IOS Software C3560 Software (C3560-IPBASE-M) Version 12.2(25)SEB2 RELEASE SOFTWARE (fc1)\X0D\X0ACopyright (c) 1986-2005 by Cisco Systems Inc.\X0D\X0ACompiled Tue 07-Jun-05 23:34 by yenanh | IP-6.5.2 | D P F | D P F | D F | D F | D F | D | D | Yes |  |  |  | D F | D F | D F |  | D P | D P | D P
.1.3.6.1.4.1.9.1.672 | Firewall | CISCO | ASA5540 | Cisco Adaptive Security Appliance Version 8.0(4) | IP-7.0.1 | D P F |  |  | D F | D F |  |  | Yes | [7 empty] | D P | D P | D
.1.3.6.1.4.1.9.1.1116 | Router | CISCO | ASR1002F | Cisco IOS Software IOS-XE Software (PPC_LINUX_IOSD-ADVIPSERVICESK9-M) Version 12.2(33)XND2 RELEASE SOFTWARE (fc1)\X0D\X0ATechnical Support: http://www.cisco.com/techsupport\X0D\X0ACopyright (c) 1986-2009 by Cisco Systems Inc.\X0D\X0ACompiled Wed 04-Nov-09 18:54 by mcpr | IP-8.1.1.1 | D P F |  | D F | D F | D F |  |  | Yes | D |  |  | D F |  | D F | D F | D P | D P | D
.1.3.6.1.4.1.9.1.1167 | Host | CISCO | CDE-205 | Content Delivery System Software Hardware Version: cde205-2.5.9.107 Content Delivery System Software Software Release 2.5.9 (build b107 Sep 16 2010) | IP-8.1.1.1 | D F |  |  | D F | D F |  |  | Yes | [7 empty] | D P | D P | D | D F | D P
.1.3.6.1.4.1.9.1.564 | Switch | CISCO | 3560-48PS | Cisco IOS Software C3560 Software (C3560-ADVIPSERVICESK9-M) Version 12.2(35)SE5 RELEASE SOFTWARE (fc1)\X0D\X0ACopyright (c) 1986-2007 by Cisco Systems Inc.\X0D\X0ACompiled Fri 20-Jul-07 01:44 by nachen | IP-6.2.1 | D P F | D P F | D F | D F | D F |  | D | Yes | D |  |  | D F | D F | D F |  | D P | D P | D P
.1.3.6.1.4.1.9.1.542 | Switch | CISCO | 2940-8TF | Cisco Internetwork Operating System Software \X0D\X0AIOS (tm) C2940 Software (C2940-I6K2L2Q4-M) Version 12.1(22)EA5a RELEASE SOFTWARE (fc2)\X0D\X0ACopyright (c) 1986-2005 by cisco Systems Inc.\X0D\X0ACompiled Fri 16-Sep-05 16:37 by antonino | IP-6.2 | D P F | D P F | D | D F | D F | D | D | Yes |  |  |  | D F | D F |  |  | D P | D P | D
.1.3.6.1.4.1.9.1.1286 | Switch | CISCO | Catalyst4507R | Cisco IOS Software Catalyst 4500 L3 Switch Software (cat4500e-UNIVERSALK9-M) Version 15.0(2)SG RELEASE SOFTWARE (fc4)\X0D\X0ATechnical Support: http://www.cisco.com/techsupport\X0D\X0ACopyright (c) 1986-2011 by Cisco Systems Inc.\X0D\X0ACompiled Tue 26-Apr-11 18:55 by | IP-9.0/8.1.3 | D F | D P F | D F | D F | D F | D | D | Yes |  |  |  | D F | D F | D F |  | D P | D P | D
.1.3.6.1.4.1.9.1.451 | Firewall | CISCO | PIX Firewall 515E | Cisco PIX Firewall Version 6.3(5)\X0A | IP-7.0.3.7 | D P F |  |  | D F | D F |  |  | Yes | [7 empty] | D P | D P | D
.1.3.6.1.4.1.9.1.1192 | Router | CISCO | Cisco1905 | Cisco IOS Software C1900 Software (C1900-UNIVERSALK9-M) Version 15.0(1)M1.10 INTERIM SOFTWARE\X0D\X0ATechnical Support: http://www.cisco.com/techsupport\X0D\X0ACopyright (c) 1986-2010 by Cisco Systems Inc.\X0D\X0ACompiled Tue 09-Feb-10 16:12 by khuie | IP-9.1/IP-8.1.4 | D P F |  | D F | D F | D F |  |  | Yes |  |  |  | D F | D F | D F | D F | D P | D P | D
.1.3.6.1.4.1.6203.6 | Switch | CISCO | TOPSPIN SFS7008 | Topspin-270 TopspinOS 2.3.0 releng #222 06/09/2005 16:49:24 | IP-6.5.3 | D F | D F | D F | D F | D F |  |  | No |  |  |  | D F | D F | D F |  |  |  | D
.1.3.6.1.4.1.9.1.1229 | Switch | CISCO | C3560E | Cisco IOS Software C3560E Software (C3560E-UNIVERSALK9-M) Version 12.2(55)SE1 RELEASE SOFTWARE (fc1)\X0D\X0ATechnical Support: http://www.cisco.com/techsupport\X0D\X0ACopyright (c) 1986-2010 by Cisco Systems Inc.\X0D\X0ACompiled Thu 02-Dec-10 06:44 by prod_rel_team | IP-9.0/8.1.3 | D P F | D P F | D F | D F | D F | D | D | Yes |  |  |  | D F | D F | D F |  | D P | D P | D P
.1.3.6.1.4.1.9.1.1056 | Switch | CISCO | C3560-48P | Cisco IOS Software C3560E Software (C3560E-UNIVERSALK9-M) Version 12.2(55)SE5 RELEASE SOFTWARE (fc1)\X0D\X0ATechnical Support: http://www.cisco.com/techsupport\X0D\X0ACopyright (c) 1986-2012 by Cisco Systems Inc.\X0D\X0ACompiled Thu 09-Feb-12 18:32 by prod_rel_team | IP-9.1/IP-8.1.4 | D P F | D P F | D F | D F | D F | D | D | Yes |  |  |  | D F | D F | D F |  | D P | D P | D P
.1.3.6.1.4.1.9.1.448 | Switch | CISCO | 4006-Sup | Cisco Internetwork Operating System Software \X0D\X0AIOS (tm) Catalyst 4000 L3 Switch Software (cat4000-I5K2S-M) Version 12.1(20)EW2 EARLY DEPLOYMENT RELEASE SOFTWARE (fc1)\X0D\X0ATechnical Support: http://www.cisco.com/techsupport\X0D\X0ACopyright (c) 1986-2004 by cisco | IP-7.0.2 | D P F | D P F | D F | D F | D F | D | D | Yes | D |  |  | D F | D F | D F |  | D P | D P | D
.1.3.6.1.4.1.9.1.618 | Router | CISCO | AP1130 | Cisco IOS Software C1130 Software (C1130-K9W7-M) Version 12.3(7)JA4 RELEASE SOFTWARE (fc1)\X0D\X0ATechnical Support: http://www.cisco.com/techsupport\X0D\X0ACopyright (c) 1986-2006 by Cisco Systems Inc.\X0D\X0ACompiled Tue 05-Sep-06 14:14 by alnguyen | IP-6.2.2 | D P F |  |  | D F | D F |  |  | Yes | [7 empty] | D P | D P | D
.1.3.6.1.4.1.9.1.727 | Switch | CISCO | 500g-12TC | Cisco IOS Software CE500 Software (CE500-LANBASE-M) Version 12.2(25)FY RELEASE SOFTWARE (fc3)\X0D\X0ACopyright (c) 1986-2005 by Cisco Systems Inc.\X0D\X0ACompiled Fri 09-Sep-05 11:49 by antonino | IP-7.0.2 | D P F | D P F |  | D F | D F | D | D | Yes |  |  |  | D F | D F | D F |  | D P | D P | D
.1.3.6.1.4.1.9.1.866 | Router | CISCO | Unity Express | Cisco Unity Express Enhanced (NME-CUE) | IP-7.0.3.16 |  |  |  | D F | D F |  |  | No | [9 empty] | D
.1.3.6.1.4.1.9.1.558 | Router | CISCO | VG224 | Cisco IOS Software vg224 Software (vg224-I6S-M) Version 12.4(7) RELEASE SOFTWARE (fc6)\X0D\X0ATechnical Support: http://www.cisco.com/techsupport\X0D\X0ACopyright (c) 1986-2006 by Cisco Systems Inc.\X0D\X0ACompiled Wed 01-Mar-06 12:09 by alnguyen | IP-6.2.1 | D P F |  | D F | D F | D F |  |  | Yes |  |  |  | D F | D F | D F |  | D P | D P | D
.1.3.6.1.4.1.3607.1.20.10.10 | Switch | CISCO | ONS-15454 | Cisco ONS 15454 07.20-006E-04.17 Factory Defaults | IP-7.0.1 | D F | D P F |  | D F | D F |  |  | No | [9 empty] | D
.1.3.6.1.4.1.9.1.1227 | Switch | CISCO | C3560E | Cisco IOS Software C3560E Software (C3560E-UNIVERSALK9NPE-M) Version 12.2(55)SE1 RELEASE SOFTWARE (fc1)\X0D\X0ATechnical Support: http://www.cisco.com/techsupport\X0D\X0ACopyright (c) 1986-2010 by Cisco Systems Inc.\X0D\X0ACompiled Thu 02-Dec-10 06:45 by prod_rel_team | IP-9.0/8.1.3 | D P F | D P F | D F | D F | D F | D | D | Yes | D |  |  | D F | D F | D F |  | D P | D P | D P
.1.3.6.1.4.1.9.5.42 | Switch | CISCO | 2948G | Cisco Systems Inc. WS-C2948\X0ACisco Catalyst Operating System Software Version 6.4(9)\X0ACopyright (c) 1995-2004 by Cisco Systems Inc.\X0A | IP-6.0 | D P F | D P F | D F | D F | D F |  | D | Yes |  |  |  | D F | D F | D F |  | D P | D P | D P
.1.3.6.1.4.1.9.1.638 | Router | CISCO | 1801 | Cisco IOS Software C180X Software (C180X-ADVIPSERVICESK9-M) Version 12.4(6)T RELEASE SOFTWARE (fc1)\X0D\X0ATechnical Support: http://www.cisco.com/techsupport\X0D\X0ACopyright (c) 1986-2006 by Cisco Systems Inc.\X0D\X0ACompiled Wed 22-Feb-06 21:14 by ccai | IP-7.0.2 | D P F |  |  | D F | D F |  |  | Yes |  |  |  |  | D F | D F |  | D P | D P | D
.1.3.6.1.4.1.9.1.874 | Switch | CISCO | Catalyst 4500 | Cisco IOS Software Catalyst 4500 L3 Switch Software (cat4500-ENTSERVICESK9-M) Version 12.2(31)SGA8 RELEASE SOFTWARE (fc1)\X0D\X0ATechnical Support: http://www.cisco.com/techsupport\X0D\X0ACopyright (c) 1986-2008 by Cisco Systems Inc.\X0D\X0ACompiled Tue 29-Jul-08 12:08 | IP-7.0.3.21 | D P F | D P F | D F | D F | D F | D | D | Yes |  |  |  | D F | D F | D F |  | D P | D P | D
.1.3.6.1.4.1.9.1.653 | Host | CISCO | ciscoIDSIDSM2 | Linux oaks-socc-id-npd-01a 2.4.30-IDS-smp-bigphys #2 SMP Thu Apr 19 21:49:35 UTC 2012 i686 | IP-9.3 | D P F |  |  | D F | D F |  |  | No | [7 empty] | D P |  | D
.1.3.6.1.4.1.9.1.48 | Router | CISCO | 7505 | Cisco Internetwork Operating System Software \X0D\X0AIOS (tm) RSP Software (RSP-K3PV-M) Version 12.0(22.4)S EARLY DEPLOYMENT MAINTENANCE INTERIM SOFTWARE\X0D\X0ATAC Support: http://www.cisco.com/tac\X0D\X0ACopyright (c) 1986-2002 by cisco Systems Inc.\X0D\X0ACompiled Fri 06-S | IP-6.0 | D P F |  | D F | D F | D F |  |  | Yes |  |  |  | D F | D F | D F | D F | D P | D P | D
.1.3.6.1.4.1.9.1.614 | Switch | CISCO | WS-C3560G-24PS | Cisco IOS Software C3560 Software (C3560-ADVIPSERVICESK9-M) Version 12.2(25)SEE RELEASE SOFTWARE (fc2)\X0D\X0ACopyright (c) 1986-2006 by Cisco Systems Inc.\X0D\X0ACompiled Fri 03-Feb-06 07:37 by antonino | IP-6.2.2 | D P F | D P F | D F | D F | D F |  | D | Yes |  |  |  | D F | D F | D F |  | D P | D P | D P
.1.3.6.1.4.1.9.1.601 | Host | CISCO | 7326 Web Proxy Server | Application and Content Networking System Software Hardware Version: ce7326-5.4.3 Application and Content Networking System Software Software Release 5.4.3 (build b17 May 7 2007) | IP-7.0.3 | D F |  |  | D F | D F |  |  | Yes | [7 empty] | D P | D P | D | D F | D P
.1.3.6.1.4.1.7185 | Host | CISCO | MeetingPlace | MeetingPlace Release 6 . 0 . 5 Latitude Communications | IP-8.1.1.1 | D P F |  |  | D F | D F |  |  | No
.1.3.6.1.4.1.9.1.1355 | Router | CISCO | 5915RC | Cisco IOS Software C5915 Software (C5915-ADVENTERPRISEK9-M) Experimental Version 15.1(20110426:113331) [sandkum4-C5915_EFT_20110426_V10 104]\X0D\X0ACopyright (c) 1986-2011 by Cisco Systems Inc.\X0D\X0ACompiled Tue 26-Apr-11 17:03 by sandkum4 | IP-9.1/IP-8.1.4 | D P F |  | D F | D F | D F |  |  | Yes | [5 empty] | D F |  | D P | D P | D
.1.3.6.1.4.1.9.1.471 | Router | CISCO | 2651XM | Cisco Internetwork Operating System Software \X0D\X0AIOS (tm) C2600 Software (C2600-IK9S-M) Version 12.3(12e) RELEASE SOFTWARE (fc2)\X0D\X0ATechnical Support: http://www.cisco.com/techsupport\X0D\X0ACopyright (c) 1986-2005 by cisco Systems Inc.\X0D\X0ACompiled Wed 24-Aug-05 0 | IP-6.0 | D P F |  | D F | D F | D F |  |  | Yes | D |  |  | D F |  | D F |  | D P | D P | D
.1.3.6.1.4.1.9.1.626 | Switch | CISCO | Cisco Catalyst 4948G-L3 | Cisco IOS Software Catalyst 4000 L3 Switch Software (cat4000-I5K91S-M) Version 12.2(25)EWA14 RELEASE SOFTWARE (fc1)\X0D\X0ATechnical Support: http://www.cisco.com/techsupport\X0D\X0ACopyright (c) 1986-2008 by Cisco Systems Inc.\X0D\X0ACompiled Tue 20-May-08 19:18 by ch | IP-8.1.1.1 | D P F | D P F | D F | D F | D F |  | D | Yes | D |  |  | D F | D F | D F |  | D P | D P | D P
.1.3.6.1.4.1.9.1.1315 | Switch | CISCO | cat2960cPD8PT | Cisco IOS Software C2960C Software (C2960c405-UNIVERSALK9-M) Version 12.2(55.0.52)SK TEST ENGINEERING ESTG_WEEKLY BUILD synced to V122_55_1_SE\X0D\X0ACopyright (c) 1986-2011 by Cisco Systems Inc.\X0D\X0ACompiled Wed 16-Mar-11 12:29 by antonino | IP-9.0/8.1.3 | D P F | D P F | D F | D F | D F | D | D | Yes |  |  |  | D F | D F | D F |  | D P | D P | D P
.1.3.6.1.4.1.9.1.502 | Switch | CISCO | C4506-with-Sup | Cisco Internetwork Operating System Software \X0D\X0AIOS (tm) Catalyst 4000 L3 Switch Software (cat4000-I5S-M) Version 12.1(20)EW2 EARLY DEPLOYMENT RELEASE SOFTWARE (fc1)\X0D\X0ATechnical Support: http://www.cisco.com/techsupport\X0D\X0ACopyright (c) 1986-2004 by cisco S | IP-7.0.3 | D P F | D P F | D F | D F | D F |  | D | Yes | D |  |  | D F | D F | D F |  | D P | D P | D
.1.3.6.1.4.1.9.1.1631 | WirelessController | CISCO | AIR-CTVM-K9 | Cisco Controller | IP-9.4 | D P F |  |  | D F | D F |  | D | Yes |  |  |  | D F |  | D F |  | D P | D P | D
.1.3.6.1.4.1.9.1.1148 | Switch | CISCO | 2960-48PST-S | Cisco IOS Software C2960 Software (C2960-LANLITEK9-M) Version 12.2(50)SE2 RELEASE SOFTWARE (fc2)\X0D\X0ACopyright (c) 1986-2009 by Cisco Systems Inc.\X0D\X0ACompiled Fri 15-May-09 22:30 by nachen | IP-9.1/IP-8.1.4 | D P F | D P F | D F | D F | D F | D | D | Yes |  |  |  | D F | D F | D F |  | D P | D P | D P
.1.3.6.1.4.1.9.1.537 | Switch | CISCO | 4510R | Cisco IOS Software Catalyst 4000 L3 Switch Software (cat4000-I5K91S-M) Version 12.2(25)EWA4 RELEASE SOFTWARE (fc1)\X0D\X0ATechnical Support: http://www.cisco.com/techsupport\X0D\X0ACopyright (c) 1986-2005 by Cisco Systems Inc.\X0D\X0ACompiled Fri 23-Sep-05 12:49 by sse | IP-7.0 | D P F | D P F | D F | D F | D F | D | D | Yes |  |  |  | D F | D F | D F |  | D P | D P | D
.1.3.6.1.4.1.9.1.1645 | WirelessController | CISCO | Cisco-5760-WLC | Cisco IOS Software IOS-XE Software 5700 Series Wireless LAN Controller Software (CT5760-IPSERVICESK9-M) Version 03.03.00SE RELEASE SOFTWARE (fc1)\X0D\X0ATechnical Support: http://www.cisco.com/techsupport\X0D\X0ACopyright (c) 1986-2013 by Cisco Systems Inc.\X0D\X0AComp | IP-9.3 | D F | D P F | D F | D F | D F | D | D | Yes |  |  |  | D F | D F | D F |  | D P | D P | D
.1.3.6.1.4.1.9.1.209 | Router | CISCO | 2621 | Cisco Internetwork Operating System Software \X0D\X0AIOS (tm) C2600 Software (C2600-IS-M) Version 12.2(8)T RELEASE SOFTWARE (fc2)\X0D\X0ATAC Support: http://www.cisco.com/tac\X0D\X0ACopyright (c) 1986-2002 by cisco Systems Inc.\X0D\X0ACompiled Thu 14-Feb-02 18:30 by ccai | IP-7.0.3 | D P F |  | D F | D F | D F |  |  | Yes |  |  |  | D F |  | D F |  | D P | D P | D
.1.3.6.1.4.1.9.1.1045 | Router | CISCO | C2900 | Cisco IOS Software C2900 Software (C2900-UNIVERSALK9-M) Version 15.0(1)M3 RELEASE SOFTWARE (fc2)\X0D\X0ATechnical Support: http://www.cisco.com/techsupport\X0D\X0ACopyright (c) 1986-2010 by Cisco Systems Inc.\X0D\X0ACompiled Sun 18-Jul-10 03:32 by prod_rel_team | IP-7.0.3.20 | D P F |  | D F | D F | D F |  |  | Yes | D |  |  | D F | D F | D F | D F | D P | D P | D
.1.3.6.1.4.1.9.12.3.1.3.651 | FibreChannelSwitch | CISCO | MDS9-222i | Cisco SAN-OS(tm) m9200 Software (m9200-s2ek9-mz) Version 3.2(3a) RELEASE SOFTWARE (fc2) Copyright (c) 2002-2005 by Cisco Systems Inc. Compiled 1/10/2008 9:00:00 | IP-7.0.3.7 |  | D P F |  | D F | D F |  |  | Yes |  |  |  | D F | D F |  |  | D P | D P | D
.1.3.6.1.4.1.9.12.3.1.3.616 | Switch | CISCO | SAN-OS(tm) m9100 | Cisco SAN-OS(tm) m9100 Software (m9100-s2ek9-mz) Version 3.2(1a) RELEASE SOFTWARE (fc2) Copyright (c) 2002-2005 by Cisco Systems Inc. Compiled 9/25/2007 18:00:00 | IP-7.0.3.21 | D P F | D P F |  | D F | D F |  |  | Yes |  |  |  | D F | D F |  |  | D P | D P | D
.1.3.6.1.4.1.9.12.3.1.3.1163 | Switch | CISCO | Nexus-3064-X | Cisco NX-OS(tm) n3000 Software (n3000-uk9) Version 5.0(3)U3(2a) RELEASE SOFTWARE Copyright (c) 2002-2011 by Cisco Systems Inc. Device Manager Version 5.2(1) Compiled 6/12/2012 19:00:00 | IP-9.2.1 | D P F | D P F | D F | D F | D F |  | D | Yes |  |  |  | D F | D F | D F |  | D P | D P | D
.1.3.6.1.4.1.9.1.1377 | Router | CISCO | 887VaWE | Cisco IOS Software C800 Software (C800-UNIVERSALK9-M) Version 15.1(4)M4 RELEASE SOFTWARE (fc1)\X0D\X0ATechnical Support: http://www.cisco.com/techsupport\X0D\X0ACopyright (c) 1986-2012 by Cisco Systems Inc.\X0D\X0ACompiled Wed 21-Mar-12 01:19 by prod_rel_team | IP-9.4.2 | D P F |  |  | D F | D F |  |  | Yes | [9 empty] | D
.1.3.6.1.4.1.9.1.1805 | Switch | CISCO | Cisco-Catalyst-2960XR-24PS-I | Cisco IOS Software C2960X Software (C2960X-UNIVERSALK9-M) Version 15.0(2)EX5 RELEASE SOFTWARE (fc1)\X0D\X0ATechnical Support: http://www.cisco.com/techsupport\X0D\X0ACopyright (c) 1986-2014 by Cisco Systems Inc.\X0D\X0ACompiled Fri 21-Feb-14 05:54 by prod_rel_team | IP-9.4 | D P F | D P F | D F | D F | D F |  | D | Yes |  |  |  | D F | D F | D F |  | D P | D P | D P
.1.3.6.1.4.1.9.1.1196 | Firewall | CISCO | Cisco-ASA5585-SSP-40 | Cisco Adaptive Security Appliance Version 8.2(4) | IP-9.1/IP-8.1.4 | D F |  |  | D F | D F |  |  | No | [7 empty] | D P | D P | D
.1.3.6.1.4.1.9.1.1765 | Switch | CISCO | Catalyst-6807-XL | Cisco IOS Software s2t54 Software (s2t54-ADVIPSERVICESK9-M) Version 15.1(2)SY3 RELEASE SOFTWARE (fc4)\X0D\X0ATechnical Support: http://www.cisco.com/techsupport\X0D\X0ACopyright (c) 1986-2014 by Cisco Systems Inc.\X0D\X0ACompiled Wed 11-Jun-14 14:27 by prod_rel_team | IP-9.4 | D P F | D P F | D F | D F | D F |  | D | Yes |  |  |  | D F | D F | D F |  | D P | D P | D P
.1.3.6.1.4.1.9.1.1208 | Switch | CISCO | Catalyst-29xxStack | Cisco IOS Software C2960S Software (C2960S-UNIVERSALK9-M) Version 12.2(53)SE2 RELEASE SOFTWARE (fc3)\X0D\X0ATechnical Support: http://www.cisco.com/techsupport\X0D\X0ACopyright (c) 1986-2010 by Cisco Systems Inc.\X0D\X0ACompiled Wed 21-Apr-10 06:08 by prod_rel_team | IP-9.4.2 | D P F | D P F |  | D F | D F | D | D | Yes |  |  |  | D F | D F | D F |  | D P | D P | D P
.1.3.6.1.4.1.9.1.999 | Switch | CISCO | CBS31X0 | Cisco IOS Software CBS31X0 Software (CBS31X0-UNIVERSALK9-M) Version 12.2(0.0.112)EX CISCO DEVELOPMENT TEST VERSION\X0D\X0ACopyright (c) 1986-2008 by Cisco Systems Inc.\X0D\X0ACompiled Mon 31-Mar-08 12:13 by myl | IP-7.0.3.17 | D P F | D P F | D F | D F | D F | D | D | Yes |  |  |  | D F | D F | D F |  | D P | D P | D
.1.3.6.1.4.1.9.1.516 | Switch | CISCO | 3750-Stack | Cisco IOS Software C3750E Software (C3750E-UNIVERSALK9-M) Version 12.2(55)SE3 RELEASE SOFTWARE (fc1)\X0D\X0ATechnical Support: http://www.cisco.com/techsupport\X0D\X0ACopyright (c) 1986-2011 by Cisco Systems Inc.\X0D\X0ACompiled Thu 05-May-11 15:40 by prod_rel_team | IP-7.0.1 | D P F | D P F | D F | D F | D F |  | D | Yes | D |  |  | D F | D F | D F |  | D P | D P | D
.1.3.6.1.4.1.9.12.3.1.3.472 | FibreChannelSwitch | CISCO | MDS 9216i | Cisco SAN-OS(tm) m9200 Software (m9200-ek9-mz) Version 3.1(2b) RELEASE SOFTWARE (fc2) Copyright (c) 2002-2005 by Cisco Systems Inc. Compiled 2/21/2007 15:00:00 | IP-7.0.3.4 | D P F | D F |  | D F | D F |  |  | Yes |  |  |  | D F | D F |  |  | D P | D P | D
.1.3.6.1.4.1.9.1.1732 | Switch | CISCO | Catalyst4500X | Cisco IOS Software IOS-XE Software Catalyst 4500 L3 Switch Software (cat4500e-UNIVERSALK9-M) Version 03.04.00.SG1-0.57 CISCO INTERNAL USE ONLY UNIVERSAL PRODUCTION K10 IOSD VERSION synced to V151_2_1_SG\X0D\X0ACopyright (c) 1986-2013 by Cisco Systems Inc. | IP-9.2.2 | D P F | D P F | D F | D F | D F |  | D | Yes |  |  |  | D F | D F | D F |  | D P | D P | D
.1.3.6.1.4.1.9.1.390 | Firewall | CISCO | PIX Firewall 515 | Cisco PIX Firewall Version 6.3(5)\X0A | IP-6.0 | D P F |  |  | D F | D F |  |  | Yes | [7 empty] | D P | D P | D
.1.3.6.1.4.1.9.1.1658 | Router | CISCO | CRS-8SB | Cisco IOS XR Software (Cisco CRS-8/S-B) Version 4.2.3.25I[Default]\X0D\X0ACopyright (c) 2012 by Cisco Systems Inc. | IP-9.2.1 | D F |  |  | D F | D F |  |  | No
.1.3.6.1.4.1.9.12.3.1.3.1352 | Switch | CISCO | Nexus-7718 | Cisco NX-OS(tm) n7700 Software (n7700-s2-dk9) Version 6.2(6) RELEASE SOFTWARE Copyright (c) 2002-2013 by Cisco Systems Inc. Compiled 12/5/2013 14:00:00 | IP-9.3 | D P F | D P F |  | D F | D F |  | D | Yes |  |  |  | D F | D F | D F |  | D P | D P | D
.1.3.6.1.4.1.9.1.876 | Switch | CISCO | 4507E | Cisco IOS Software Catalyst 4500 L3 Switch Software (cat4500-IPBASE-M) Version 12.2(31)SGA8 RELEASE SOFTWARE (fc1)\X0D\X0ATechnical Support: http://www.cisco.com/techsupport\X0D\X0ACopyright (c) 1986-2008 by Cisco Systems Inc.\X0D\X0ACompiled Tue 29-Jul-08 12:23 by tin | IP-7.0.3.8 | D P F | D P F | D F | D F | D F | D | D | Yes |  |  |  | D F | D F | D F |  | D P | D P | D
.1.3.6.1.4.1.9.1.2120 | Firewall | CISCO | ASA5508 | Cisco Adaptive Security Appliance Version 9.4(1)5 | IP-9.4.2 | D P F |  |  | D F | D F |  |  | Yes | [7 empty] | D P | D P | D
.1.3.6.1.4.1.9.1.1005 | Switch | CISCO | C2960 | Cisco IOS Software C2960 Software (C2960-LANLITEK9-M) Version 12.2(46)SE RELEASE SOFTWARE (fc2)\X0D\X0ACopyright (c) 1986-2008 by Cisco Systems Inc.\X0D\X0ACompiled Thu 21-Aug-08 15:59 by nachen | IP-8.1.1.1 | D P F | D P F | D F | D F | D F | D | D | Yes |  |  |  | D F | D F | D F |  | D P | D P | D P
.1.3.6.1.4.1.9.1.793 | Switch | CISCO | catalyst3560E24TD | Cisco IOS Software C3560E Software (C3560E-UNIVERSALK9-M) Version 12.2(35)SE5 RELEASE SOFTWARE (fc1)\X0D\X0ACopyright (c) 1986-2007 by Cisco Systems Inc.\X0D\X0ACompiled Fri 20-Jul-07 01:34 by nachen | IP-7.0.3.22 | D P F | D P F | D | D F | D F |  | D | Yes | D |  |  | D F | D F | D F |  | D P | D P | D
.1.3.6.1.4.1.9.1.26 | Router | CISCO | 2510 | Lennon T1 VOIP gateway. | IP-6.0 | D P F |  |  | D F | D F |  |  | Yes | [9 empty] | D
.1.3.6.1.4.1.9.1.1367 | Switch | CISCO | Catalyst-C2960C-12PC-L | Cisco IOS Software C2960C Software (C2960c405-UNIVERSALK9-M) Version 12.2(55)EX3 RELEASE SOFTWARE (fc2)\X0D\X0ATechnical Support: http://www.cisco.com/techsupport\X0D\X0ACopyright (c) 1986-2011 by Cisco Systems Inc.\X0D\X0ACompiled Wed 10-Aug-11 06:40 by prod_rel_team | IP-9.1/IP-8.1.4 | D P F | D P F | D F | D F | D F | D | D | Yes |  |  |  | D F | D F | D F |  | D P | D P | D P
.1.3.6.1.4.1.9.1.1291 | LoadBalancer | CISCO | ACE20K9 | Application Control Engine Service Module | IP-9.0/8.1.3 | D F |  |  | D F | D F |  |  | Yes | [7 empty] | D P |  | D
.1.3.6.1.4.1.9.1.1212 | Router | CISCO | SM-SRE-700-K9 | Cisco Wide Area Application Services Software Hardware Version: sm-wae-4.2.3.7 Cisco Wide Area Application Services Software Software Release 4.2.3 (build b7 Jul 29 2010) | IP-9.0/8.1.3 | D P F |  |  | D F | D F |  |  | No | [7 empty] | D P | D P | D | D F | D
.1.3.6.1.4.1.9.1.205 | Router | CISCO | 3660 | Cisco Internetwork Operating System Software \X0D\X0AIOS (tm) 3600 Software (C3660-JS-M) Version 12.1(6) RELEASE SOFTWARE (fc1)\X0D\X0ACopyright (c) 1986-2000 by cisco Systems Inc.\X0D\X0ACompiled Wed 27-Dec-00 16:51 by kellythw | IP-6.0 | D F |  | D F | D F | D F |  |  | Yes |  |  |  | D F | D F | D F |  | D P | D P | D
.1.3.6.1.4.1.9.1.221 | Switch | CISCO | 2912MF-XL | Cisco Internetwork Operating System Software \X0D\X0AIOS (tm) C2900XL Software (C2900XL-C3H2S-M) Version 12.0(5)WC5a RELEASE SOFTWARE (fc2)\X0D\X0ACopyright (c) 1986-2002 by cisco Systems Inc.\X0D\X0ACompiled Fri 30-Aug-02 11:39 by antonino | IP-6.0 | D P F | D P F | D F | D F | D F |  | D | Yes | [9 empty] | D
.1.3.6.1.4.1.9.5.46 | Switch | CISCO | WS-S4006 | Cisco Systems Inc. WS-C4006\X0ACisco Catalyst Operating System Software Version 6.4(11)\X0ACopyright (c) 1995-2004 by Cisco Systems Inc.\X0A | IP-6.0 | D P F | D P F | D F | D F | D F |  | D | Yes |  |  |  | D F | D F | D F |  | D P | D P | D P
.1.3.6.1.4.1.9.1.1747 | MediaGateway | CISCO | VG204XM | Cisco IOS Software VG20XXM Software (VG20XXM-IPVOICE-M) Version 15.3(2)T RELEASE SOFTWARE (fc3)\X0D\X0ATechnical Support: http://www.cisco.com/techsupport\X0D\X0ACopyright (c) 1986-2013 by Cisco Systems Inc.\X0D\X0ACompiled Thu 28-Mar-13 14:21 by prod_rel_team | IP-9.4.2 | D P F |  |  | D F | D F |  |  | Yes | [7 empty] | D P | D P | D P
.1.3.6.1.4.1.9.1.958 | Switch | CISCO | IE-3000-4TC | Cisco IOS Software IES Software (IES-IPSERVICESK9-M) Version 12.2(55)SE RELEASE SOFTWARE (fc2)\X0D\X0ATechnical Support: http://www.cisco.com/techsupport\X0D\X0ACopyright (c) 1986-2010 by Cisco Systems Inc.\X0D\X0ACompiled Sun 08-Aug-10 01:55 by prod_rel_team | IP-9.2 | D P F | D P F | D F | D F | D F |  | D | Yes |  |  |  | D F |  | D F |  | D P | D P | D P
.1.3.6.1.4.1.9.1.1704 | Switch | CISCO | 2960X-24TS-LL | Cisco IOS Software C2960X Software (C2960X-UNIVERSALK9-M) Version 15.0(2)EX4 RELEASE SOFTWARE (fc1)\X0D\X0ATechnical Support: http://www.cisco.com/techsupport\X0D\X0ACopyright (c) 1986-2013 by Cisco Systems Inc.\X0D\X0ACompiled Thu 14-Nov-13 11:33 by prod_rel_team | IP-9.4 | D P F | D P F | D F | D F | D F |  | D | Yes |  |  |  | D F | D F | D F |  | D P | D P | D P
.1.3.6.1.4.1.9.1.1057 | Switch | CISCO | WS-C3560X-24 | Cisco IOS Software C3560E Software (C3560E-UNIVERSALK9-M) Version 12.2(52)EX1 RELEASE SOFTWARE (fc1)\X0D\X0ATechnical Support: http://www.cisco.com/techsupport\X0D\X0ACopyright (c) 1986-2010 by Cisco Systems Inc.\X0D\X0ACompiled Thu 13-May-10 14:25 by prod_rel_team | IP-8.1.1.1 | D P F | D P F | D F | D F | D F | D | D | Yes |  |  |  | D F | D F | D F |  | D P | D P | D P
.1.3.6.1.4.1.9.1.1026 | Switch | CISCO | 3750-48TS | Cisco IOS Software C3750 Software (C3750-IPBASE-M) Version 12.2(50)SE2 RELEASE SOFTWARE (fc2)\X0D\X0ACopyright (c) 1986-2009 by Cisco Systems Inc.\X0D\X0ACompiled Fri 15-May-09 19:40 by nachen | IP-8.1.1.1 | D P F | D P F | D F | D F | D F | D | D | Yes |  |  |  | D F | D F | D F |  | D P | D P | D P
.1.3.6.1.4.1.9.1.385 | Router | CISCO | 12416 GSR | Cisco IOS XR Software (Cisco 12416/PRP) Version 3.9.1[Default]\X0D\X0ACopyright (c) 2011 by Cisco Systems Inc. | IP-9.2.1 | D P F |  | D F | D F | D F |  |  | Yes |  |  |  | D F | D F | D F | D F | D P | D P | D
.1.3.6.1.4.1.9.1.1021 | Switch | CISCO | C3560-24PS-S | Cisco IOS Software C3560 Software (C3560-IPBASE-M) Version 12.2(50)SE1 RELEASE SOFTWARE (fc2)\X0D\X0ACopyright (c) 1986-2009 by Cisco Systems Inc.\X0D\X0ACompiled Mon 06-Apr-09 02:25 by amvarma | IP-8.1.1.1 | D P F | D P F | D F | D F | D F | D | D | Yes |  |  |  | D F | D F | D F |  | D P | D P | D P
.1.3.6.1.4.1.9.1.1210 | Router | CISCO | nme-wae-502 | Cisco Wide Area Application Services Software Hardware Version: nme-wae-502-4.2.3c.1 Cisco Wide Area Application Services Software Software Release 4.2.3c (build b1 Dec 15 2010) | IP-9.2.1 | D F |  |  | D F | D F |  |  | Yes | [7 empty] | D P | D P | D | D F | D
.1.3.6.1.4.1.9.1.1605 | Switch | CISCO | Catalyst4500-16 | Cisco IOS Software IOS-XE Software Catalyst 4500 L3 Switch Software (cat4500e-UNIVERSALK9-M) Version 03.04.00.SG RELEASE SOFTWARE (fc3)\X0D\X0ATechnical Support: http://www.cisco.com/techsupport\X0D\X0ACopyright (c) 1986-2012 by Cisco Systems Inc.\X0D\X0ACompiled Wed 0 | IP-9.2.2 | D P F | D P F | D F | D F | D F |  | D | Yes |  |  |  | D F | D F | D F | D F | D P | D P | D P
.1.3.6.1.4.1.9.1.2307 | Host | CISCO | Cisco Prime Infrastructure Appliance | Cisco Prime Infrastructure Appliance | IP-9.4.2 | D P F |  |  | D F | D F |  |  | No | [7 empty] | D P | D P | D |  | D P
.1.3.6.1.4.1.9.1.745 | Firewall | CISCO | ASA5505 | Cisco Adaptive Security Appliance Version 7.2(2)22 | IP-6.5.3 | D P F |  |  | D F | D F |  |  | Yes | [7 empty] | D P | D P | D
.1.3.6.1.4.1.9.1.1757 | Switch | CISCO | C2960-LANLITEK9-M | Cisco IOS Software C2960 Software (C2960-LANLITEK9-M) Version 15.0(2)SE5 RELEASE SOFTWARE (fc1)\X0D\X0ATechnical Support: http://www.cisco.com/techsupport\X0D\X0ACopyright (c) 1986-2013 by Cisco Systems Inc.\X0D\X0ACompiled Fri 25-Oct-13 13:34 by prod_rel_team | IP-9.4 | D P F | D P F | D F | D F | D F |  | D | Yes |  |  |  | D F | D F | D F |  | D P | D P | D P
.1.3.6.1.4.1.9.1.1178 | Switch | CISCO | cat4500e-LANBASEK9-M | Cisco IOS Software Catalyst 4500 L3 Switch Software (cat4500e-LANBASEK9-M) Version 12.2(54)SG RELEASE SOFTWARE (fc3)\X0D\X0ATechnical Support: http://www.cisco.com/techsupport\X0D\X0ACopyright (c) 1986-2010 by Cisco Systems Inc.\X0D\X0ACompiled Sun 27-Jun-10 10:21 by p | IP-8.1.1.1 | D F | D F | D F | D F | D F |  | D | Yes |  |  |  | D F | D F | D F |  | D P | D P | D
.1.3.6.1.4.1.9.1.1050 | Switch | CISCO | C3560 | Cisco IOS Software C3560E Software (C3560E-UNIVERSALK9-M) Experimental Version 12.2(20090415:185432) [giyoon-EW 111]\X0D\X0ACopyright (c) 1986-2009 by Cisco Systems Inc.\X0D\X0ACompiled Wed 15-Apr-09 15:13 by giyoon | IP-8.1.1.1 | D P F | D P F | D F | D F | D F | D | D | Yes |  |  |  | D F | D F | D F |  | D P | D P | D P
.1.3.6.1.4.1.9.1.1826 | Switch | CISCO | Cisco-WS-C3650-48PS-E | Cisco IOS Software IOS-XE Software Catalyst L3 Switch Software (CAT3K_CAA-UNIVERSALK9-M) Version 03.03.02SE RELEASE SOFTWARE (fc2)\X0D\X0ATechnical Support: http://www.cisco.com/techsupport\X0D\X0ACopyright (c) 1986-2014 by Cisco Systems Inc.\X0D\X0ACompiled Thu 20-Feb | IP-9.4 | D P F | D P F |  | D F | D F | D | D | Yes |  |  |  | D F | D F | D F |  | D P | D P | D
.1.3.6.1.4.1.9.1.1068 | Switch | CISCO | C2975Stack | Cisco IOS Software C2975 Software (C2975-LANBASEK9-M) Version 12.2(52)SE RELEASE SOFTWARE (fc3)\X0D\X0ACopyright (c) 1986-2009 by Cisco Systems Inc.\X0D\X0ACompiled Fri 25-Sep-09 11:41 by sasyamal | IP-8.1.1.1 |  | D P F | D F | D F | D F |  | D | Yes |  |  |  | D F | D F | D F |  | D P | D P | D P
.1.3.6.1.4.1.9.1.1144 | Router | CISCO | 3925-SPE200 | Cisco IOS Software C3900e Software (C3900e-UNIVERSALPI13K9-M) Experimental Version 15.1(20091105:141853) [ 104]\X0D\X0ACopyright (c) 1986-2009 by Cisco Systems Inc.\X0D\X0ACompiled Thu 05-Nov-09 06:39 by sheldonc | IP-8.1.1.1 | D P F |  | D F | D F | D F |  |  | Yes |  |  |  | D F | D F | D F | D F | D P | D P | D
.1.3.6.1.4.1.9.1.452 | Switch | CISCO | WS-C3550-24Dc | Cisco Internetwork Operating System Software \X0D\X0AIOS (tm) C3550 Software (C3550-I9Q3L2-M) Version 12.1(14)EA1 RELEASE SOFTWARE (fc1)\X0D\X0ACopyright (c) 1986-2003 by cisco Systems Inc.\X0D\X0ACompiled Tue 22-Jul-03 12:36 by antonino | IP-6.0 | D P F | D P F | D F | D F | D F | D | D | Yes |  |  |  | D F | D F | D F |  | D P | D P | D P
.1.3.6.1.4.1.9.1.920 | Switch | CISCO | CBS3032DEL | Cisco IOS Software CBS31X0 Software (CBS31X0-UNIVERSALK9-M) Version 12.2(40)EX1 RELEASE SOFTWARE (fc1)\X0D\X0ACopyright (c) 1986-2007 by Cisco Systems Inc.\X0D\X0ACompiled Wed 12-Dec-07 18:19 by myl | IP-7.0.3.7 | D P F | D P F | D F | D F | D F |  | D | Yes |  |  |  | D F | D F | D F |  | D P | D P | D P
.1.3.6.1.4.1.9.1.182 | Router | CISCO | 12008 | Cisco Internetwork Operating System Software \X0D\X0AIOS (tm) GS Software (GSR-P-M) Version 12.0(32)S2 RELEASE SOFTWARE (fc1)\X0D\X0ATechnical Support: http://www.cisco.com/techsupport\X0D\X0ACopyright (c) 1986-2006 by cisco Systems Inc.\X0D\X0ACompiled Fri 14-Apr-06 18:59 by | IP-6.0 | D P F |  | D F | D F | D F |  |  | Yes |  |  |  | D F | D F | D F | D F | D P | D P | D
.1.3.6.1.4.1.9.1.1331 | Router | CISCO | CRS 16/SB | Cisco IOS XR Software (Cisco CRS-16/S-B) Version 4.2.1[Default]\X0D\X0ACopyright (c) 2012 by Cisco Systems Inc. | IP-9.2.1 | D P F |  | D F | D F | D F |  |  | Yes |  |  |  | D F | D F | D F |  | D P | D P | D
.1.3.6.1.4.1.9.1.1642 | Switch | CISCO | WS-C3850-24P-E | Cisco IOS Software Catalyst L3 Switch Software (CAT3K_CAA-UNIVERSALK9-M) Version 15.0(1)EX1 RELEASE SOFTWARE (fc1)\X0D\X0ATechnical Support: http://www.cisco.com/techsupport\X0D\X0ACopyright (c) 1986-2013 by Cisco Systems Inc.\X0D\X0ACompiled Wed 20-Mar-13 17:10 by pro | IP-9.3 | D P F | D P F | D F | D F | D F |  | D | Yes |  |  |  | D F |  | D F |  | D P | D P | D
.1.3.6.1.4.1.9.1.963 | MediaGateway | CISCO | VG204 | Cisco IOS Software VG20X Software (VG20X-IPVOICE-M) Version 12.4(22)T4 RELEASE SOFTWARE (fc2)\X0D\X0ATechnical Support: http://www.cisco.com/techsupport\X0D\X0ACopyright (c) 1986-2009 by Cisco Systems Inc.\X0D\X0ACompiled Tue 15-Dec-09 05:05 by prod_rel_team | IP-8.1.1.1 | D F |  |  | D F | D F |  |  | Yes | [7 empty] | D P | D P | D
.1.3.6.1.4.1.9.1.663 | Probe | CISCO | NME-16ES-1G-P | Cisco IOS Software C3750 Software (C3750-IPBASEK9-M) Version 12.2(25)SEE2 RELEASE SOFTWARE (fc1)\X0D\X0ACopyright (c) 1986-2006 by Cisco Systems Inc.\X0D\X0ACompiled Fri 28-Jul-06 12:55 by yenanh | IP-7.0.3 | D P F |  |  | D F | D F |  |  | Yes |  |  |  | D | D |  |  | D P | D P | D
.1.3.6.1.4.1.9.1.185 | Router | CISCO | 2610 | Cisco Internetwork Operating System Software \X0D\X0AIOS (tm) C2600 Software (C2600-IS-M) Version 12.0(7)T RELEASE SOFTWARE (fc2)\X0D\X0ACopyright (c) 1986-1999 by cisco Systems Inc.\X0D\X0ACompiled Tue 07-Dec-99 02:21 by phanguye | IP-6.0 | D P F |  | D F | D F | D F |  |  | Yes |  |  |  | D F |  | D F |  | D P | D P | D
.1.3.6.1.4.1.9.1.617 | Switch | CISCO | WS-C3560G-48TS | Cisco IOS Software C3560 Software (C3560-IPBASEK9-M) Version 12.2(25)SEE4 RELEASE SOFTWARE (fc1)\X0D\X0ACopyright (c) 1986-2007 by Cisco Systems Inc.\X0D\X0ACompiled Mon 16-Jul-07 03:11 by myl | IP-6.2.2 | D P F | D P F | D F | D F | D F |  | D | Yes |  |  |  | D F | D F | D F |  | D P | D P | D P
.1.3.6.1.4.1.9.12.3.1.3.1409 | Switch | CISCO | Nexus-6000 | Cisco NX-OS(tm) n6000 Software (n6000-uk9) Version 7.1(2)N1(1) RELEASE SOFTWARE Copyright (c) 2002-2012 by Cisco Systems Inc. Device Manager Version 6.0(2)N1(1)Compiled 7/28/2015 20:00:00 | IP-9.4.2 | D P F | D P F | D F | D F | D F |  | D | No | D |  |  | D F | D F | D F | D F |  |  | D
.1.3.6.1.4.1.9.1.1226 | Switch | CISCO | WS-C3560X-24 | Cisco IOS Software C3560E Software (C3560E-UNIVERSALK9-M) Version 12.2(53)SE2 RELEASE SOFTWARE (fc3)\X0D\X0ATechnical Support: http://www.cisco.com/techsupport\X0D\X0ACopyright (c) 1986-2010 by Cisco Systems Inc.\X0D\X0ACompiled Wed 21-Apr-10 04:26 by prod_rel_team | IP-8.1.1.1 | D P F | D P F | D F | D F | D F |  | D | Yes |  |  |  | D F | D F | D F |  | D P | D P | D P
.1.3.6.1.4.1.9.1.1829 | Switch | CISCO | Cisco-WS-C3650-24PD | Cisco IOS Software IOS-XE Software Catalyst L3 Switch Software (CAT3K_CAA-UNIVERSALK9-M) Version 03.03.00SE RELEASE SOFTWARE (fc1)\X0D\X0ATechnical Support: http://www.cisco.com/techsupport\X0D\X0ACopyright (c) 1986-2013 by Cisco Systems Inc.\X0D\X0ACompiled Wed 02-Oct | IP-9.3 | D P F | D P F | D F | D F | D F |  | D | Yes |  |  |  | D F | D F | D F |  | D P | D P | D
.1.3.6.1.4.1.9.1.776 | Host | CISCO | WAE-512-K9 | Cisco Wide Area Application Services Software Hardware Version: oe512-4.0.12.49 Cisco Wide Area Application Services Software Software Release 4.0.12 (build b49 Jul 15 2007) | IP-7.0.3.3 | D F |  |  | D F | D F |  |  | Yes | [7 empty] | D P | D P | D | D F | D P
.1.3.6.1.4.1.9.1.1515 | Host | CISCO | UCS-C260M2-VCD2 | Cisco Integrated Management Controller(CIMC) [UCS C260 M2\X0A] Firmware Version 1.5(4) Copyright (c) 2008-2013 Cisco Systems Inc. | IP-9.4 | D P F |  |  | D F | D F |  |  | No
.1.3.6.1.4.1.9.1.222 | Router | CISCO | 7206VXR | Cisco Internetwork Operating System Software \X0D\X0AIOS (tm) 7200 Software (C7200-IS-M) Version 12.3(6b) RELEASE SOFTWARE (fc1)\X0D\X0ACopyright (c) 1986-2004 by cisco Systems Inc.\X0D\X0ACompiled Wed 19-May-04 17:57 by dchih | IP-7.0.2 | D P F |  | D F | D F | D F |  |  | Yes |  |  |  | D F |  | D F | D F | D P | D P | D P
.1.3.6.1.4.1.9.1.509 | Router | CISCO | 7609 | Cisco IOS Software c7600s72033_rp Software (c7600s72033_rp-ADVIPSERVICES-M) Version 12.2(33)SRD3 RELEASE SOFTWARE (fc3)\X0D\X0ATechnical Support: http://www.cisco.com/techsupport\X0D\X0ACopyright (c) 1986-2009 by Cisco Systems Inc.\X0D\X0ACompiled Thu 10-Sep-09 21:36 b | IP-9.4.2 | D P F |  | D F | D F | D F |  |  | Yes |  |  |  | D F | D F | D F |  | D P | D P | D
.1.3.6.1.4.1.9.1.154 | Router | CISCO | 2511RJ | Cisco Internetwork Operating System Software \X0D\X0AIOS (tm) 2500 Software (C2500-I-L) Version 12.1(21) RELEASE SOFTWARE (fc1)\X0D\X0ACopyright (c) 1986-2003 by cisco Systems Inc.\X0D\X0ACompiled Tue 19-Aug-03 01:04 by kellythw | IP-6.0 | D P F |  | D F | D F | D F |  |  | Yes | [7 empty] | D P | D P | D
.1.3.6.1.4.1.9.1.1521 | Router | CISCO | ASR901 | Cisco IOS Software 901 Software (ASR901-UNIVERSALK9-M) Version 15.1(2)SNG RELEASE SOFTWARE (fc3)\X0D\X0ATechnical Support: http://www.cisco.com/techsupport\X0D\X0ACopyright (c) 1986-2011 by Cisco Systems Inc.\X0D\X0ACompiled Thu 27-Oct-11 15:52 by prod_rel_team | IP-9.1/IP-8.1.3 | D P F |  |  | D F | D F |  |  | Yes | [7 empty] | D P | D P
.1.3.6.1.4.1.9.1.753 | Firewall | CISCO | ASA5550 | Cisco Adaptive Security Appliance Version 8.0(3) | IP-7.0.2 | D P F |  |  | D F | D F |  |  | Yes | [7 empty] | D P | D P | D
.1.3.6.1.4.1.9.12.3.1.3.587 | FibreChannelSwitch | CISCO | MDS-9124 | Cisco SAN-OS(tm) m9100 Software (m9100-s2ek9-mz) Version 3.1(2) RELEASE SOFTWARE (fc2) Copyright (c) 2002-2005 by Cisco Systems Inc. Compiled 1/18/2007 7:00:00 | IP-7.0.3 | D P F |  |  | D F | D F |  |  | Yes |  |  |  | D F | D F |  |  | D P | D P | D
.1.3.6.1.4.1.9.1.1397 | Router | CISCO | 881GVK9 | Enterprise Content Delivery System Software Hardware Version: MDE3100-2.5.3\X0AEnterprise Content Delivery System Software Software Release 2.5.3 S4 (build b720 Dec 22 2011) | IP-9.1/IP-8.1.4 | D P F |  |  | D F | D F |  |  | Yes | [9 empty] | D
.1.3.6.1.4.1.9.1.1195 | Firewall | CISCO | Cisco-ASA5585-SSP-20 | Cisco Adaptive Security Appliance Version 8.4(2) | IP-9.2.1 | D P F |  |  | D F | D F |  |  | No | [7 empty] | D P | D P | D
.1.3.6.1.4.1.9.1.534 | Switch | CISCO | 6509-NEB-A | Cisco Internetwork Operating System Software \X0D\X0AIOS (tm) s72033_rp Software (s72033_rp-IPSERVICESK9-M) Version 12.2(18)SXE2 RELEASE SOFTWARE (fc1)\X0D\X0ATechnical Support: http://www.cisco.com/techsupport\X0D\X0ACopyright (c) 1986-2005 by cisco Systems Inc.\X0D\X0ACompi | IP-6.2.2 | D P F | D P F | D F | D F | D F |  | D | Yes |  |  |  | D F | D F | D F |  | D P | D P | D P
.1.3.6.1.4.1.9.5.18 | Switch | CISCO | Catalyst wsc1900 | Cisco Systems Catalyst 1900V9.00.04 | IP-6.0 | D F |  |  | D F | D F |  | D | Yes |  |  |  | D F
.1.3.6.1.4.1.9.1.1292 | Switch | CISCO | WS-C2360-48TD-S | Cisco IOS Software C2360 Software (C2360-UNIVERSALK9-M) Version 12.2(58)SE2 RELEASE SOFTWARE (fc1)\X0D\X0ATechnical Support: http://www.cisco.com/techsupport\X0D\X0ACopyright (c) 1986-2011 by Cisco Systems Inc.\X0D\X0ACompiled Thu 21-Jul-11 02:42 by prod_rel_team | IP-9.1/IP-8.1.4 | D P F | D P F |  | D F | D F | D | D | Yes |  |  |  | D F | D F | D F |  | D P | D P | D P
.1.3.6.1.4.1.9.1.1069 | WirelessController | CISCO | AIR-CT5508-K9 | Cisco Controller | IP-9.1 | D P F | D P F |  | D F | D F |  | D | Yes |  |  |  | D F |  | D F |  | D P | D P | D
.1.3.6.1.4.1.9.1.1150 | Router | CISCO | AxpSmSre700 | Service Module running Cisco Unity Express (SM-CUE) | IP-9.1/IP-8.1.4 | D F |  |  | D F | D F |  |  | No | [7 empty] | D P
.1.3.6.1.4.1.9.1.1682 | Host | CISCO | UCS C220 | Cisco Integrated Management Controller(Cisco IMC) [UCS C220 M3S\X0A] Firmware Version 2.0(3i) Copyright (c) 2008-2014 Cisco Systems Inc. | IP-9.2.2 | D P F |  | D F | D F | D F |  |  | Yes |  |  |  | D F | D F | D F | D F |  |  | D | D F
.1.3.6.1.4.1.9.1.1748 | Switch | CISCO | Catalyst-2960-Plus48PST-L | Cisco IOS Software C2960 Software (C2960-LANBASEK9-M) Version 15.0(2)SE5 RELEASE SOFTWARE (fc1)\X0D\X0ATechnical Support: http://www.cisco.com/techsupport\X0D\X0ACopyright (c) 1986-2013 by Cisco Systems Inc.\X0D\X0ACompiled Fri 25-Oct-13 13:34 by prod_rel_team | IP-9.4 | D P F | D P F | D F | D F | D F |  | D | Yes |  |  |  | D F | D F | D F |  | D P | D P | D P
.1.3.6.1.4.1.9.1.613 | Router | CISCO | CRS-1 16/S | Cisco IOS XR Software (Cisco CRS-16/S) Version 4.1.2[Default]\X0D\X0ACopyright (c) 2012 by Cisco Systems Inc. | IP-9.1/IP-8.1.3.4 | D P F |  |  | D F | D F |  |  | Yes | [8 empty] | D P | D
.1.3.6.1.4.1.14179.1.1.4.2 | Host | CISCO | Cisco-Controller | Cisco Controller | IP-9.2 | D F |  |  | D F | D F |  |  | No
.1.3.6.1.4.1.9.1.1413 | Firewall | CISCO | ASA5545sc | Cisco Adaptive Security Appliance Version 9.0(2) | IP-9.2.2 | D P F |  |  | D F | D F |  |  | Yes | [7 empty] | D P | D P | D
.1.3.6.1.4.1.9.1.428 | Switch | CISCO | C2950G-24 | Cisco Internetwork Operating System Software \X0D\X0AIOS (tm) C2950 Software (C2950-I6Q4L2-M) Version 12.1(14)EA1a RELEASE SOFTWARE (fc1)\X0D\X0ACopyright (c) 1986-2003 by cisco Systems Inc.\X0D\X0ACompiled Tue 02-Sep-03 03:33 by antonino | IP-6.0 | D P F | D P F | D | D F | D F | D | D | Yes | [7 empty] | D P | D P | D
.1.3.6.1.4.1.9.12.3.1.3.1308 | Switch | CISCO | N6K-C6001-64P | Cisco NX-OS(tm) n6000 Software (n6000-uk9) Version 6.0(2)N1(2) RELEASE SOFTWARE Copyright (c) 2002-2012 by Cisco Systems Inc. Device Manager Version 6.0(2)N1(1) Compiled 3/14/2013 1:00:00 | IP-9.2.2 | D P F | D P F | D F | D F | D F | D | D | Yes | D |  |  | D F | D F | D F |  | D P | D P | D
.1.3.6.1.4.1.9.1.341 | Router | CISCO | 3662-DC | Cisco Internetwork Operating System Software \X0D\X0AIOS (tm) 3600 Software (C3660-JS-M) Version 12.3(13) RELEASE SOFTWARE (fc2)\X0D\X0ATechnical Support: http://www.cisco.com/techsupport\X0D\X0ACopyright (c) 1986-2005 by cisco Systems Inc.\X0D\X0ACompiled Thu 10-Feb-05 00:37 | IP-6.0 | D P F |  | D F | D F | D F |  |  | Yes | D |  |  | D F | D F | D F |  | D P | D P | D
.1.3.6.1.4.1.3028.6.1.1 | MediaGateway | CISCO | PHSTelecom | vsmgh1timg1.partners.org | IP-8.1.2 | D P F |  |  | D F | D F |  |  | No
.1.3.6.1.4.1.9.1.659 | Switch | CISCO | cat4000-I9K91S-M | Cisco IOS Software Catalyst 4500 L3 Switch Software (cat4500-IPBASEK9-M) Version 12.2(31)SGA RELEASE SOFTWARE (fc3)\X0D\X0ATechnical Support: http://www.cisco.com/techsupport\X0D\X0ACopyright (c) 1986-2006 by Cisco Systems Inc.\X0D\X0ACompiled Fri 08-Sep-06 10:19 by cc | IP-7.0 | D P F | D P F | D F | D F | D F | D | D | Yes |  |  |  | D F | D F | D F |  | D P | D P | D
.1.3.6.1.4.1.9.1.2068 | Router | CISCO | CISCO-4331-ISR | Cisco IOS Software ISR Software (X86_64_LINUX_IOSD-UNIVERSALK9-M) Version 15.5(1)S RELEASE SOFTWARE (fc5)\X0D\X0ATechnical Support: http://www.cisco.com/techsupport\X0D\X0ACopyright (c) 1986-2014 by Cisco Systems Inc.\X0D\X0ACompiled Thu 20-Nov-14 18:28 by mcpre | IP-9.4.2 | D P F |  | D F | D F | D |  | D | Yes | D |  |  | D F |  | D F | D F | D P | D P | D
.1.3.6.1.4.1.9.1.223 | Router | CISCO | 7204VXR | Cisco IOS Software 7200 Software (C7200-IS-M) Version 12.4(5a) RELEASE SOFTWARE (fc3)\X0D\X0ATechnical Support: http://www.cisco.com/techsupport\X0D\X0ACopyright (c) 1986-2006 by Cisco Systems Inc.\X0D\X0ACompiled Sat 14-Jan-06 00:25 by alnguyen | IP-9.1/IP-8.1.3 | D P F |  | D F | D F | D F |  |  | Yes |  |  |  | D F |  | D F | D F | D P | D P | D
.1.3.6.1.4.1.9.1.317 | Router | CISCO | uBR10012 | Cisco IOS Software 10000 Software (UBR10K4-K9P6U2-M) Experimental Version 12.2(20110520:012734) [shemant-sce3-videotron-0519 104]\X0D\X0ACopyright (c) 1986-2011 by Cisco Systems Inc.\X0D\X0ACompiled Fri 20-May-11 07:39 by shemant | IP-9.1/IP-8.1.3 | D P F |  | D F | D F | D F |  |  | Yes |  |  |  | D F | D F | D F |  | D P | D P | D
.1.3.6.1.4.1.9.12.3.1.3.841 | FibreChannelSwitch | CISCO | MDS9148 | Cisco NX-OS(tm) m9100 Software (m9100-s3ek9-mz) Version 5.0(1a) RELEASE SOFTWARE Copyright (c) 2002-2009 by Cisco Systems Inc. Compiled 2/2/2010 17:00:00 | IP-9.1/IP-8.1.3 |  | D P F |  | D F | D F |  |  | Yes |  |  |  | D F | D F |  |  | D P | D P | D
.1.3.6.1.4.1.9.1.1595 | Host | CISCO | CDE-205-2S6 | Content Delivery System Software Hardware Version: cde250-2s6-2.6.3.37 Content Delivery System Software Software Release 2.6.3 (build b37 Aug 30 2012) | IP-9.2 | D F |  |  | D F | D F |  |  | No | [7 empty] | D P | D P | D | D F | D P
.1.3.6.1.4.1.9.1.46 | Router | CISCO | 7513 | Cisco Internetwork Operating System Software \X0D\X0AIOS (tm) RSP Software (RSP-JSV-M) Version 12.1(21) RELEASE SOFTWARE (fc1)\X0D\X0ACopyright (c) 1986-2003 by cisco Systems Inc.\X0D\X0ACompiled Mon 18-Aug-03 19:52 by kellythw | IP-7.0.1 | D P F |  | D F | D F | D F |  |  | Yes | D |  |  | D F | D F | D F | D F | D P | D P | D
.1.3.6.1.4.1.9.1.898 | Host | CISCO | MCS7816I | Hardware:7816I4 1 2048 MB Memory: Software:UCOS 4.0.0.0-28 | IP-8.1.1.1 | D P F |  |  | D F | D F |  |  | Yes | [7 empty] | D P | D P | D | D F | D P
.1.3.6.1.4.1.551.2.1.124 | Bridge | CISCO | WGB350 | Cisco WGB350 V8.85 | IP-7.0.3.13 | D P F |  |  | D F | D F |  |  | No
.1.3.6.1.4.1.9.1.259 | Router | CISCO | 7120-4T1 | Cisco Internetwork Operating System Software \X0D\X0AIOS (tm) EGR Software (C7100-JK9S-M) Version 12.3(12e) RELEASE SOFTWARE (fc2)\X0D\X0ATechnical Support: http://www.cisco.com/techsupport\X0D\X0ACopyright (c) 1986-2005 by cisco Systems Inc.\X0D\X0ACompiled Wed 24-Aug-05 15: | IP-6.0 | D P F |  | D F | D F | D F |  |  | Yes |  |  |  | D F |  | D F | D F | D P | D P | D
.1.3.6.1.4.1.9.1.440 | Router | CISCO | RPM-XF | Cisco IOS Software RPMXF Software (RPMXF-P12-M) Version 12.4(6)T2 RELEASE SOFTWARE (fc1)\X0D\X0ATechnical Support: http://www.cisco.com/techsupport\X0D\X0ACopyright (c) 1986-2006 by Cisco Systems Inc.\X0D\X0ACompiled Tue 16-May-06 17:54 by kellythw | IP-6.2.2 | D P F |  | D F | D F | D F |  |  | Yes | [7 empty] | D P | D P | D
.1.3.6.1.4.1.9.1.469 | Router | CISCO | 2621XM | Cisco Internetwork Operating System Software \X0D\X0AIOS (tm) C2600 Software (C2600-JS-M) Version 12.2(8)T5 RELEASE SOFTWARE (fc1)\X0D\X0ATAC Support: http://www.cisco.com/tac\X0D\X0ACopyright (c) 1986-2002 by cisco Systems Inc.\X0D\X0ACompiled Fri 21-Jun-02 08:59 by ccai | IP-8.1.2 | D P F |  | D F | D F | D F |  | D | Yes |  |  |  | D F |  | D F |  | D P | D P | D
.1.3.6.1.4.1.9.1.1861 | Router | CISCO | ASR-1001X | Cisco IOS Software ASR1000 Software (X86_64_LINUX_IOSD-UNIVERSALK9_NPE-M) Version 15.5(2)S RELEASE SOFTWARE (fc3)\X0D\X0ATechnical Support: http://www.cisco.com/techsupport\X0D\X0ACopyright (c) 1986-2015 by Cisco Systems Inc.\X0D\X0ACompiled Sun 22-Mar-15 02:45 by mcpr | IP-9.4.2 | D P F |  | D F | D F | D F |  |  | Yes | D |  |  | D F |  | D F | D F | D P | D P | D
.1.3.6.1.4.1.9.1.1699 | Switch | CISCO | 2960X-24TS-L | Cisco IOS Software C2960X Software (C2960X-UNIVERSALK9-M) Version 15.0(2)EX5 RELEASE SOFTWARE (fc1)\X0D\X0ATechnical Support: http://www.cisco.com/techsupport\X0D\X0ACopyright (c) 1986-2014 by Cisco Systems Inc.\X0D\X0ACompiled Fri 21-Feb-14 05:54 by prod_rel_team | IP-9.4 | D P F | D P F | D F | D F | D F |  | D | Yes |  |  |  | D F | D F | D F |  | D P | D P | D P
.1.3.6.1.4.1.9.1.1749 | Switch | CISCO | WS-C2960-24PC-L | Cisco IOS Software C2960 Software (C2960-LANBASEK9-M) Version 15.0(2)SE5 RELEASE SOFTWARE (fc1)\X0D\X0ATechnical Support: http://www.cisco.com/techsupport\X0D\X0ACopyright (c) 1986-2013 by Cisco Systems Inc.\X0D\X0ACompiled Fri 25-Oct-13 13:34 by prod_rel_team | IP-9.4.1 | D P F | D P F | D F | D F | D F | D | D | Yes |  |  |  | D F | D F | D F |  | D P | D P | D P
.1.3.6.1.4.1.11.2.3.7.11.33.3.1.1 | Switch | CISCO | CGESM | Cisco IOS Software CGESM Software (CGESM-LANBASEK9-M) Version 12.2(44)SE RELEASE SOFTWARE (fc1)\X0D\X0ACopyright (c) 1986-2008 by Cisco Systems Inc.\X0D\X0ACompiled Sat 05-Jan-08 01:11 by weiliu | IP-6.2.2 |  | D | D F | D F | D F |  | D | Yes |  |  |  | D F | D F | D F |  | D P | D P | D P
.1.3.6.1.4.1.9.1.1194 | Firewall | CISCO | Cisco-ASA5585-SSP10 | Cisco Adaptive Security Appliance Version 8.4(2) | IP-9.1/IP-8.1.4 | D P F |  |  | D F | D F |  |  | No | [7 empty] | D P | D P | D
.1.3.6.1.4.1.9.12.3.1.3.377 | FibreChannelSwitch | CISCO | MDS9513 | Cisco NX-OS(tm) m9500 Software (m9500-sf2ek9-mz) Version 4.2(5) RELEASE SOFTWARE Copyright (c) 2002-2009 by Cisco Systems Inc. Compiled 3/2/2010 18:00:00 | IP-9.0/8.1.3 | D P F | D P F | D F | D F | D F |  |  | Yes |  |  |  | D F | D F | D F |  | D P | D P | D
.1.3.6.1.4.1.9.1.444 | Router | CISCO | C1721 | Cisco IOS Software C1700 Software (C1700-ADVENTERPRISEK9-M) Version 12.3(14)T5 RELEASE SOFTWARE (fc2)\X0D\X0ATechnical Support: http://www.cisco.com/techsupport\X0D\X0ACopyright (c) 1986-2005 by Cisco Systems Inc.\X0D\X0ACompiled Mon 24-Oct-05 19:00 by kellythw | IP-6.0 | D P F |  | D F | D F | D F |  |  | Yes | [7 empty] | D P | D P | D
.1.3.6.1.4.1.9.1.1047 | Router | CISCO | C1900 UNIVERSALK9 | Cisco IOS Software C1900 Software (C1900-UNIVERSALK9-M) Version 15.0(1)M4 RELEASE SOFTWARE (fc1)\X0D\X0ATechnical Support: http://www.cisco.com/techsupport\X0D\X0ACopyright (c) 1986-2010 by Cisco Systems Inc.\X0D\X0ACompiled Thu 28-Oct-10 16:26 by prod_rel_team | IP-9.4.2 | D P F | D P F | D F | D F | D F |  | D | Yes |  |  |  | D F | D F | D F | D F | D P | D P | D
.1.3.6.1.4.1.9.1.1040 | Router | CISCO | C880 | Cisco IOS Software C880 Software (C880DATA-UNIVERSALK9-M) Version 12.4(22)YB1 RELEASE SOFTWARE (fc1)\X0D\X0ATechnical Support: http://www.cisco.com/techsupport\X0D\X0ACopyright (c) 1986-2009 by Cisco Systems Inc.\X0D\X0ACompiled Thu 19-Mar-09 02:09 by prod_rel_team | IP-7.0.3.20 | D P F |  | D F | D F | D F |  |  | Yes |  |  |  |  | D F | D F |  | D P | D P | D
.1.3.6.1.4.1.9.1.642 | Router | CISCO | Cisco 1812 | Cisco IOS Software C181X Software (C181X-ADVIPSERVICESK9-M) Version 12.4(6)T3 RELEASE SOFTWARE (fc2)\X0D\X0ATechnical Support: http://www.cisco.com/techsupport\X0D\X0ACopyright (c) 1986-2006 by Cisco Systems Inc.\X0D\X0ACompiled Fri 21-Jul-06 15:17 by kellythw | IP-6.5.2 | D P F |  | D F | D F | D F |  |  | Yes | D |  |  |  | D F | D F |  | D P | D P | D
.1.3.6.1.4.1.9.1.1114 | Router | CISCO | CDS | Content Delivery System Software Hardware Version: cde220-2g2-2.4.3.7\X0AContent Delivery System Software Software Release 2.4.3 (build b7 Aug 11 2009) | IP-8.1.1.1 | D F |  |  | D F | D F |  |  | Yes
.1.3.6.1.4.1.9.1.1165 | Router | CISCO | ASR1001 | Cisco IOS Software IOS-XE Software (X86_64_LINUX_IOSD-UNIVERSALK9-M) Experimental Version 15.1(20101004:083047) [v151_1_s_xe32_throttle-BLD-BLD_V151_1_S_XE32_THROTTLE_LATEST_20101004_060052-ios 124]\X0D\X0ACopyright (c) 1986-2010 by Cisco Systems Inc.\X0D\X0ACompi | IP-8.1.2 | D F |  | D F | D F | D F |  |  | Yes |  |  |  | D F |  | D F | D F | D P | D P | D
.1.3.6.1.4.1.9.1.301 | MSFC | CISCO | MSFC2 | Cisco Internetwork Operating System Software \X0D\X0AIOS (tm) MSFC2 Software (C6MSFC2-JSV-M) Version 12.1(27b)E1 RELEASE SOFTWARE (fc2)\X0D\X0ATechnical Support: http://www.cisco.com/techsupport\X0D\X0ACopyright (c) 1986-2006 by cisco Systems Inc.\X0D\X0ACompiled Thu 12-Oct-0 | IP-6.0 | D P F |  |  | D F | D F |  |  | Yes | [7 empty] | D P | D P | D
.1.3.6.1.4.1.9.1.1009 | Switch | CISCO | ME3400E24TSM | Cisco IOS Software ME340x Software (ME340x-METROACCESSK9-M) Version 12.2(53)SE RELEASE SOFTWARE (fc2)\X0D\X0ATechnical Support: http://www.cisco.com/techsupport\X0D\X0ACopyright (c) 1986-2009 by Cisco Systems Inc.\X0D\X0ACompiled Sun 13-Dec-09 17:46 by prod_rel_team | IP-8.1.2 | D P F | D P F | D F | D F | D F |  | D | Yes |  |  |  | D F | D F | D F |  | D P | D P | D P
.1.3.6.1.4.1.9.1.1288 | Host | CISCO | AXPNME302 | Application eXtension Platform (AXP) 1.6.0.38 Technical Support: http://www.cisco.com/techsupport Copyright (c) 1986-2009 by Cisco Systems Inc. | IP-9.1/IP-8.1.4 | D P F |  |  | D F | D F |  |  | Yes | [7 empty] | D P | D P | D P |  | D P
.1.3.6.1.4.1.9.1.125 | Router | CISCO | 7204 | Cisco Internetwork Operating System Software \X0D\X0AIOS (tm) 7200 Software (C7200-P-M) MCI TAC Supported - : Please see:http://rtp-rp-ios.cisco.com/isp/uunet/images/ for details. Version 12.0(21)S3.0712.MCI\X0D\X0ACopyright (c) 1986-2003 by cisco Systems Inc.\X0D\X0ACom | IP-8.1.1.1 | D P F |  | D F | D F | D F |  |  | Yes |  |  |  | D F |  | D F | D F | D P | D P | D
.1.3.6.1.4.1.9.1.1041 | Router | CISCO | C3900 | Cisco IOS Software C3900 Software (C3900-UNIVERSALK9-M) Version 12.4(24.6)PI11m PI11 ENGINEERING WEEKLY BUILD synced to V124_24_6_T9\X0D\X0ACopyright (c) 1986-2009 by Cisco Systems Inc.\X0D\X0ACompiled Mon 29-Jun-09 18:01 by pallavik | IP-7.0.3.18 | D P F |  | D F | D F | D F |  | D | Yes |  |  |  | D F | D F | D F | D F | D P | D P | D
.1.3.6.1.4.1.9.1.476 | Router | CISCO | 7301 | Cisco IOS Software 7301 Software (C7301-K91P-M) Version 12.2(28)SB5 RELEASE SOFTWARE (fc1)\X0D\X0ATechnical Support: http://www.cisco.com/techsupport\X0D\X0ACopyright (c) 1986-2006 by Cisco Systems Inc.\X0D\X0ACompiled Mon 02-Oct-06 22:52 by richv | IP-8.1.1.1 | D P F |  | D F | D F | D F |  |  | Yes |  |  |  | D F | D F | D F | D F | D P | D P | D
.1.3.6.1.4.1.9.1.901 | Router | CISCO | MCS7828H | Hardware:7828H3 1 6144 MB Memory: Software:UCOS 4.0.0.0-31 | IP-9.4.2 | D P F |  |  | D F | D F |  |  | Yes | [9 empty] | D P
.1.3.6.1.4.1.9.1.1354 | LoadBalancer | CISCO | Cisco-Wave294 | Cisco Wide Area Application Services Software Hardware Version: oe294-5.1.1.16 Cisco Wide Area Application Services (universal-k9) Software Release 5.1.1 (build b16 Dec 19 2012) | IP-9.2.2 | D P F |  |  | D F | D F |  |  | Yes | [7 empty] | D P | D P | D | D F | D
.1.3.6.1.4.1.9.1.633 | Switch | CISCO | WS-C3560-24TS | Cisco IOS Software C3560 Software (C3560-IPBASE-M) Version 12.2(25)SEB4 RELEASE SOFTWARE (fc1)\X0D\X0ACopyright (c) 1986-2005 by Cisco Systems Inc.\X0D\X0ACompiled Tue 30-Aug-05 14:19 by yenanh | IP-6.5.2 | D P F | D P F | D F | D F | D F | D | D | Yes |  |  |  | D F | D F | D F |  | D P | D P | D P
.1.3.6.1.4.1.9.1.1327 | Switch | CISCO | catalyst4948ef10GE | Cisco IOS Software Catalyst 4500 L3 Switch Software (cat4500e-LANBASEK9-M) Version 12.2(54)SG1 RELEASE SOFTWARE (fc1)\X0D\X0ATechnical Support: http://www.cisco.com/techsupport\X0D\X0ACopyright (c) 1986-2011 by Cisco Systems Inc.\X0D\X0ACompiled Thu 27-Jan-11 12:28 by | IP-9.0/8.1.3 | D F | D P F | D F | D F | D F |  | D | Yes |  |  |  | D F | D F | D F |  | D P | D P | D
.1.3.6.1.4.1.9.1.641 | Router | CISCO | Cisco 1811 | Cisco IOS Software C181X Software (C181X-ADVIPSERVICESK9-M) Version 12.4(6)T2 RELEASE SOFTWARE (fc1)\X0D\X0ATechnical Support: http://www.cisco.com/techsupport\X0D\X0ACopyright (c) 1986-2006 by Cisco Systems Inc.\X0D\X0ACompiled Tue 16-May-06 12:21 by kellythw | IP-7.0 | D P F |  | D F | D F | D F |  |  | No |  |  |  |  | D F | D F |  | D P | D P | D
.1.3.6.1.4.1.9.1.679 | Switch | CISCO | 5350XM | Cisco IOS Software 5350 Software (C5350-IS-M) Version 12.4(3a) RELEASE SOFTWARE (fc2)\X0D\X0ATechnical Support: http://www.cisco.com/techsupport\X0D\X0ACopyright (c) 1986-2005 by Cisco Systems Inc.\X0D\X0ACompiled Fri 30-Sep-05 00:58 by hqluong | IP-6.5.2 | D P F | D P F | D F | D F | D F |  |  | Yes |  |  |  | D F | D F | D F | D F | D P | D P | D P
.1.3.6.1.4.1.9.5.1.3.1.1.2.914 | Probe | CISCO | WS-SVC-NAM-1 | Cisco Network Analysis Module (WS-SVC-NAM-1-250S) Version 4.0(0.67)\X0ACompiled Nov 17 2008 22:35:32\X0ACopyright (c) 1999-2008 by cisco Systems Inc. | IP-6.0 | D P F |  |  | D F | D F |  |  | Yes | [9 empty] | D
.1.3.6.1.4.1.9.1.320 | Router | CISCO | 2651 | Cisco Internetwork Operating System Software \X0D\X0AIOS (tm) C2600 Software (C2600-IK9S-M) Version 12.2(11)T11 RELEASE SOFTWARE (fc1)\X0D\X0ATechnical Support: http://www.cisco.com/techsupport\X0D\X0ACopyright (c) 1986-2004 by cisco Systems Inc.\X0D\X0ACompiled Wed 14-Apr-0 | IP-6.0 | D P F |  | D F | D F | D |  |  | Yes | D |  |  | D F |  | D F |  | D P | D P | D
.1.3.6.1.4.1.9.1.1639 | Router | CISCO | ASR9001 | Cisco IOS XR Software (Cisco ASR9K Series) Version 4.2.3[Default]\X0D\X0ACopyright (c) 2012 by Cisco Systems Inc. | IP-9.2.1 | D P F |  | D F | D F | D F |  |  | Yes | D | [6 empty] | D P | D P | D
.1.3.6.1.4.1.9.1.1376 | Router | CISCO | 887VaWAK9 | Cisco IOS Software C800 Software (C800-UNIVERSALK9-M) Version 15.1(4)M RELEASE SOFTWARE (fc1)\X0D\X0ATechnical Support: http://www.cisco.com/techsupport\X0D\X0ACopyright (c) 1986-2011 by Cisco Systems Inc.\X0D\X0ACompiled Thu 24-Mar-11 20:19 by prod_rel_team | IP-9.1/IP-8.1.4 | D P F |  | D F | D F | D F |  |  | Yes | [5 empty] | D F |  | D P | D P | D
.1.3.6.1.4.1.9.1.1615 | WirelessController | CISCO | AIR-CT8510-K9 | Cisco Controller | IP-9.2.2 | D P F | D P F |  | D F | D F |  | D | Yes |  |  |  | D F |  | D F |  | D P | D P | D
.1.3.6.1.4.1.9.1.1018 | Router | CISCO | ASR9006 | Cisco IOS XR Software (Cisco ASR9K Series) Version 3.7.3[00]\X0D\X0ACopyright (c) 2009 by Cisco Systems Inc. | IP-8.1.2 | D P F |  | D F | D F | D F |  |  | Yes | [5 empty] | D F | D F | D P | D P | D
.1.3.6.1.4.1.9.1.748 | Switch | CISCO | CBS3020 | Cisco IOS Software CBS30X0 Software (CBS30X0-LANBASE-M) Version 12.2(37)SE1 RELEASE SOFTWARE (fc1)\X0D\X0ACopyright (c) 1986-2007 by Cisco Systems Inc.\X0D\X0ACompiled Thu 05-Jul-07 19:54 by antonino | IP-6.5.3 | D P F | D P F | D F | D F | D F |  | D | Yes |  |  |  | D F | D F | D F |  | D P | D P | D P
.1.3.6.1.4.1.9.1.287 | Switch | CISCO | 3524tXLEn | Cisco Internetwork Operating System Software \X0D\X0AIOS (tm) C3500XL Software (C3500XL-C3H2S-M) Version 12.0(5)WC11 RELEASE SOFTWARE (fc1)\X0D\X0ACopyright (c) 1986-2005 by cisco Systems Inc.\X0D\X0ACompiled Tue 11-Jan-05 10:23 by antonino | IP-6.5.2 | D P F | D P F |  | D F | D F | D | D | Yes | [7 empty] | D P | D P
.1.3.6.1.4.1.9.1.1352 | LoadBalancer | CISCO | Cisco-Wave694 | Cisco Wide Area Application Services Software Hardware Version: oe694-4.4.5.5 Cisco Wide Area Application Services (universal-k9) Software Release 4.4.5 (build b5 Feb 4 2012) | IP-9.4.1 | D P F |  |  | D F | D F |  |  | Yes | [7 empty] | D P | D P | D | D F | D
.1.3.6.1.4.1.9.1.1495 | Router | CISCO | CISCO-819G | Cisco IOS Software C800 Software (C800-UNIVERSALK9-M) Version 15.2(4)M4 RELEASE SOFTWARE (fc2)\X0D\X0ATechnical Support: http://www.cisco.com/techsupport\X0D\X0ACopyright (c) 1986-2013 by Cisco Systems Inc.\X0D\X0ACompiled Thu 20-Jun-13 16:14 by prod_rel_team | IP-9.4 | D P F |  | D F | D F | D F |  | D | Yes | [5 empty] | D F |  | D P | D P | D
.1.3.6.1.4.1.6203.5 | Switch | CISCO | TOPSPIN SFS7000 | Topspin-120 TopspinOS 2.2.0 releng #545 02/09/2005 13:42:53 | IP-6.5.3 | D F | D F | D F | D F | D F |  |  | No |  |  |  | D F | D F | D F |  |  |  | D
.1.3.6.1.4.1.9.1.696 | Switch | CISCO | 2960G-24TC | Cisco IOS Software C2960 Software (C2960-LANBASEK9-M) Version 12.2(52)SE RELEASE SOFTWARE (fc3)\X0D\X0ACopyright (c) 1986-2009 by Cisco Systems Inc.\X0D\X0ACompiled Fri 25-Sep-09 08:49 by sasyamal | IP-6.5.3 | D P F | D P F | D F | D F | D F | D | D | Yes |  |  |  | D F | D F | D F |  | D P | D P | D P
.1.3.6.1.4.1.9.1.478 | Router | CISCO | 12810 | Cisco Internetwork Operating System Software \X0D\X0AIOS (tm) GS Software (C12KPRP-P-M) Version 12.0(27)S5d RELEASE SOFTWARE (fc1)\X0D\X0ATechnical Support: http://www.cisco.com/techsupport\X0D\X0ACopyright (c) 1986-2005 by cisco Systems Inc.\X0D\X0ACompiled Thu 03-Nov-05 14: | IP-7.0.1 | D P F |  | D F | D F | D F |  |  | Yes |  |  |  | D F | D F | D F | D F | D P | D P | D
.1.3.6.1.4.1.9.1.703 | Switch | CISCO | CiscoNMEX24ES1 | Cisco IOS Software C3750 Software (C3750-IPBASE-M) Version 12.2(35)SE5 RELEASE SOFTWARE (fc1)\X0D\X0ACopyright (c) 1986-2007 by Cisco Systems Inc.\X0D\X0ACompiled Thu 19-Jul-07 19:15 by nachen | IP-8.1.1.1 | D P F | D P F | D F | D F | D F | D | D | Yes |  |  |  | D F | D F | D F |  | D P | D P | D P
.1.3.6.1.4.1.9.1.720 | Switch | CISCO | ME6524GT | Cisco Internetwork Operating System Software \X0D\X0AIOS (tm) s6523_rp Software (s6523_rp-ADVIPSERVICESK9-M) Version 12.2(18)ZU1 RELEASE SOFTWARE (fc1)\X0D\X0ATechnical Support: http://www.cisco.com/techsupport\X0D\X0ACopyright (c) 1986-2006 by cisco Systems Inc.\X0D\X0ACompi | IP-7.0.3 | D P F | D P F | D F | D F | D F | D | D | Yes |  |  |  | D F | D F | D F |  | D P | D P | D P
.1.3.6.1.4.1.9.1.1051 | Switch | CISCO | Catalyst2960 | Cisco IOS Software C2960SM Software (C2960SM-LANBASEK9-M) Version 12.2(52)EX RELEASE SOFTWARE (fc1)\X0D\X0ATechnical Support: http://www.cisco.com/techsupport\X0D\X0ACopyright (c) 1986-2009 by Cisco Systems Inc.\X0D\X0ACompiled Wed 11-Nov-09 14:28 by prod_rel_team | IP-8.1.1.1 | D P F | D P F | D F | D F | D F |  | D | Yes |  |  |  | D F | D F | D F |  | D P | D P | D P
.1.3.6.1.4.1.9.1.1052 | Switch | CISCO | Catalyst2960 | Cisco IOS Software C2960SM Software (C2960SM-LANBASEK9-M) Version 12.2(52)EX RELEASE SOFTWARE (fc1)\X0D\X0ATechnical Support: http://www.cisco.com/techsupport\X0D\X0ACopyright (c) 1986-2009 by Cisco Systems Inc.\X0D\X0ACompiled Wed 11-Nov-09 14:28 by prod_rel_team | IP-8.1.1.1 | D P F | D P F | D F | D F | D F |  | D | Yes |  |  |  | D F | D F | D F |  | D P | D P | D P
.1.3.6.1.4.1.9.1.1414 | Firewall | CISCO | ASA5555sc | Cisco Adaptive Security Appliance Version 9.0(2) | IP-9.4.2 | D P F |  |  | D F | D F |  |  | Yes | [7 empty] | D P | D P | D
.1.3.6.1.4.1.9.1.454 | Host | CISCO | CE-2636 | Application and Content Networking System Software Hardware Version: ce2636-sw-5.0.3 Application and Content Networking System Software Software Release 5.0.3 (build b5 Apr 30 2003) | IP-6.2.1 | D P F |  |  | D F | D F |  |  | Yes | [7 empty] | D P |  | D | D F
.1.3.6.1.4.1.9.1.665 | Switch | CISCO | C3750 | Cisco IOS Software C3750 Software (C3750-IPBASE-M) Version 12.2(25)SEC2 RELEASE SOFTWARE (fc1)\X0D\X0ACopyright (c) 1986-2005 by Cisco Systems Inc.\X0D\X0ACompiled Wed 31-Aug-05 08:45 by antonino | IP-7.0.3.18 | D P F | D P F | D F | D F | D F |  | D | Yes |  |  |  | D F | D F | D F |  | D P | D P | D P
.1.3.6.1.4.1.2467.4.3 | Switch | CISCO | CSS 11150 | Content Switch SW Version 6.10 Build 405 with SNMPv1/v2c Agent | IP-6.0 |  | D P F |  | D F | D F |  |  | No | [9 empty] | D
.1.3.6.1.4.1.9.1.1006 | Switch | CISCO | C2960 | Cisco IOS Software C2960 Software (C2960-LANLITEK9-M) Version 12.2(46)SE RELEASE SOFTWARE (fc2)\X0D\X0ACopyright (c) 1986-2008 by Cisco Systems Inc.\X0D\X0ACompiled Thu 21-Aug-08 15:59 by nachen | IP-8.1.1.1 | D P F | D P F | D F | D F | D F |  | D | Yes |  |  |  | D F | D F | D F |  | D P | D P | D P
.1.3.6.1.4.1.9.1.1048 | Switch | CISCO | C2960SM | Cisco IOS Software C2960SM Software (C2960SM-LANBASEK9-M) Version 12.2(52)EX RELEASE SOFTWARE (fc1)\X0D\X0ATechnical Support: http://www.cisco.com/techsupport\X0D\X0ACopyright (c) 1986-2009 by Cisco Systems Inc.\X0D\X0ACompiled Wed 11-Nov-09 14:28 by prod_rel_team | IP-8.1.1.1 | D P F | D P F | D F | D F | D F |  |  | Yes |  |  |  | D F | D F | D F |  | D P | D P | D P
.1.3.6.1.4.1.9.1.1055 | Switch | CISCO | Catalyst2960 | Cisco IOS Software C2960SM Software (C2960SM-LANBASE-M) Version 12.2(52)EX RELEASE SOFTWARE (fc1)\X0D\X0ATechnical Support: http://www.cisco.com/techsupport\X0D\X0ACopyright (c) 1986-2009 by Cisco Systems Inc.\X0D\X0ACompiled Wed 11-Nov-09 14:28 by prod_rel_team | IP-8.1.1.1 | D P F | D P F | D F | D F | D F |  | D | Yes |  |  |  | D F | D F | D F |  | D P | D P | D P
.1.3.6.1.4.1.9.1.248 | Switch | CISCO | 3524 XL | Cisco Internetwork Operating System Software \X0D\X0AIOS (tm) C3500XL Software (C3500XL-C3H2S-M) Version 12.0(5)WC8 RELEASE SOFTWARE (fc1)\X0D\X0ACopyright (c) 1986-2003 by cisco Systems Inc.\X0D\X0ACompiled Thu 19-Jun-03 12:37 by antonino | IP-7.0 | D P F | D P F | D | D F | D F | D | D | Yes | [7 empty] | D P | D P | D P
.1.3.6.1.4.1.9.1.402 | Router | CISCO | 7606 | Cisco Internetwork Operating System Software \X0D\X0AIOS (tm) s72033_rp Software (s72033_rp-ADVIPSERVICESK9_WAN-M) Version 12.2(18)SXF5 RELEASE SOFTWARE (fc3)\X0D\X0ATechnical Support: http://www.cisco.com/techsupport\X0D\X0ACopyright (c) 1986-2006 by cisco Systems Inc. | IP-6.2.1 | D P F |  | D F | D F | D F |  |  | Yes |  |  |  | D F | D F | D F |  | D P | D P | D
.1.3.6.1.4.1.9.5.1.3.1.1.1.2.229 | Router | CISCO | WS-X6608-T1 | Lennon T1 VOIP gateway. | IP-7.0.3.12 | D P F |  |  | D F | D F |  |  | Yes
.1.3.6.1.4.1.9.1.917 | Switch | CISCO | 4900M | Cisco IOS Software Catalyst 4500 L3 Switch Software (cat4500e-IPBASEK9-M) Version 12.2(46)SG RELEASE SOFTWARE (fc1)\X0D\X0ATechnical Support: http://www.cisco.com/techsupport\X0D\X0ACopyright (c) 1986-2008 by Cisco Systems Inc.\X0D\X0ACompiled Fri 27-Jun-08 18:16 by pr | IP-7.0.3.9 | D P F | D P F | D F | D F | D F |  | D | Yes |  |  |  | D F | D F | D F |  | D P | D P | D
.1.3.6.1.4.1.9.1.908 | Host | CISCO | WAE7371 | Cisco Wide Area Application Services Software Hardware Version: oe7371-4.1.1b.15 Cisco Wide Area Application Services Software Software Release 4.1.1b (build b15 Oct 10 2008) | IP-6.5.3.10 | D P F |  |  | D F | D F |  |  | Yes | [7 empty] | D P | D P | D | D F | D P
.1.3.6.1.4.1.9.1.907 | Host | CISCO | WAE-7341 | Cisco Wide Area Application Services Software Hardware Version: oe7341-4.1.1b.15 Cisco Wide Area Application Services Software Software Release 4.1.1b (build b15 Oct 10 2008) | IP-7.0.3.9 | D P F |  |  | D F | D F |  |  | Yes | [7 empty] | D P | D P | D | D F | D P
.1.3.6.1.4.1.9.1.964 | MediaGateway | CISCO | VG202 | Cisco IOS Software VG20X Software (VG20X-IPVOICE-M) Version 12.4(24)T1 RELEASE SOFTWARE (fc3)\X0D\X0ATechnical Support: http://www.cisco.com/techsupport\X0D\X0ACopyright (c) 1986-2009 by Cisco Systems Inc.\X0D\X0ACompiled Fri 19-Jun-09 22:04 by prod_rel_team | IP-8.1.1.1 | D P F |  |  | D F | D F |  |  | Yes | [7 empty] | D P | D P | D
.1.3.6.1.4.1.9.12.3.1.3.840 | vSwitch | CISCO | Nexus1000V | Cisco NX-OS(tm) nexus Software (nexus-1000v-mz) Version 4.2(1)SV1(4) RELEASE SOFTWARE Copyright (c) 2002-2009 by Cisco Systems Inc. Device Manager Version nms.sro not found Compiled 1/27/2011 14:00:00 | IP-8.1.2 |  |  |  | D F | D F |  | D | Yes | [7 empty] | D P | D P | D
.1.3.6.1.4.1.9.12.3.1.9.2.250 | Host | CISCO | VideoManagement | Video Management and Storage System 16 streams 500GB HDD Technical Support: http://www.cisco.com/techsupport Copyright (c) 1986-2010 by Cisco Systems Inc. | IP-8.1.2 | D P F |  |  | D F | D F |  |  | No | [7 empty] | D P | D P | D |  | D P
.1.3.6.1.4.1.9.1.927 | Switch | CISCO | 2960-24TC-S | Cisco IOS Software C2960 Software (C2960-LANLITE-M) Version 12.2(37)EY RELEASE SOFTWARE (fc2)\X0D\X0ACopyright (c) 1986-2007 by Cisco Systems Inc.\X0D\X0ACompiled Thu 28-Jun-07 18:07 by antonino | IP-7.0.3.9 | D P F | D P F | D F | D F | D F | D | D | Yes |  |  |  | D F | D F |  |  | D P | D P | D P
.1.3.6.1.4.1.9.1.1213 | Router | CISCO | SM-SRE-900 | Cisco Wide Area Application Services Software Hardware Version: sm-sre-900-4.4.5b.2 Cisco Wide Area Application Services (accelerator-k9) Software Release 4.4.5b (build b2 Apr 21 2012) | IP-9.1/IP-8.1.4 | D P F |  |  | D F | D F |  |  | Yes | [7 empty] | D P | D P | D | D F | D
.1.3.6.1.4.1.9.10.56 | Firewall | CISCO | Prime-Network-Control-System | x86 Family 15 Model 4 Stepping 1; Cisco Secure ACS 3.3.3.11; Appliance Management Software 3.3.3.11; Appliance Base Image (QuantaS20a) 3.3.1.8; CSA build 4.0.1.543.2 0 (patch 4_0_1_543); | IP-6.5.2 | D P F |  |  | D F | D F |  |  | Yes | [9 empty] | D
.1.3.6.1.4.1.9.1.787 | Host | CISCO | WAA-787 | Cisco Wide Area Application Services Software Hardware Version: oe7326-4.0.13.23 Cisco Wide Area Application Services Software Software Release 4.0.13 (build b23 Sep 8 2007) | IP-7.0.3.3 | D P F |  |  | D F | D F |  |  | Yes | [7 empty] | D P | D P | D | D F | D P
.1.3.6.1.4.1.9.1.1349 | Host | CISCO | WAE-7571-K9-WAAS | Cisco Wide Area Application Services Software Hardware Version: oe8541-5.3.3.6 Cisco Wide Area Application Services (accelerator-k9) Software Release 5.3.3 (build b6 Sep 27 2013) | IP-9.3 | D P F |  |  | D F | D F |  |  | Yes | [7 empty] | D P | D P | D | D F | D P
.1.3.6.1.4.1.9.12.3.1.3.1508 | Switch | CISCO | Nexus-9396PX | Cisco NX-OS(tm) n9000 Software (n9000-dk9) Version 6.1(2)I2(3) RELEASE SOFTWARE Copyright (c) 2002-2013 by Cisco Systems Inc. Compiled 6/23/2014 12:00:00 | IP-9.4 | D P F | D P F | D F | D F | D F | D | D | Yes |  |  |  | D F | D F | D F |  | D P | D P | D
.1.3.6.1.4.1.9.1.567 | Router | CISCO | C870 | Cisco IOS Software C850 Software (C850-ADVSECURITYK9-M) Version 12.4(4)T2 RELEASE SOFTWARE (fc1)\X0D\X0ATechnical Support: http://www.cisco.com/techsupport\X0D\X0ACopyright (c) 1986-2006 by Cisco Systems Inc.\X0D\X0ACompiled Wed 22-Feb-06 21:02 by ccai | IP-7.0.2 | D P F |  | D F | D F | D F |  |  | Yes | [7 empty] | D P | D P | D
.1.3.6.1.4.1.9.1.643 | Router | CISCO | CRS-1 | Cisco IOS XR Software (Cisco CRS-8/S) Version 4.1.0[Default]\X0D\X0ACopyright (c) 2011 by Cisco Systems Inc. | IP-9.2.1 | D P F |  | D F | D F | D F |  |  | Yes | [9 empty] | D
.1.3.6.1.4.1.9.1.744 | Router | CISCO | SAMI | Cisco IOS Software SAMI Software (SAMI-CSGK9-M) Version 12.4(22)MD RELEASE SOFTWARE (fc2)\X0D\X0ATechnical Support: http://www.cisco.com/techsupport\X0D\X0ACopyright (c) 1986-2008 by Cisco Systems Inc.\X0D\X0ACompiled Wed 03-Dec-08 13:17 by prod_rel_team | IP-7.0.3 | D P F |  | D F | D F | D F |  |  | Yes | [7 empty] | D P | D P | D
.1.3.6.1.4.1.9.1.1683 | Host | CISCO | UCS C240 | Cisco Integrated Management Controller(CIMC) [UCS C240 M3S\X0A] Firmware Version 1.5(4e) Copyright (c) 2008-2013 Cisco Systems Inc. | IP-9.4 | D P F |  | D F | D F | D F |  |  | Yes |  |  |  | D F | D F | D F | D F |  |  | D | D F
.1.3.6.1.4.1.9.1.717 | Switch | CISCO | 2960-48-TT-L | Cisco IOS Software C2960 Software (C2960-LANBASE-M) Version 12.2(25)SEE2 RELEASE SOFTWARE (fc1)\X0D\X0ACopyright (c) 1986-2006 by Cisco Systems Inc.\X0D\X0ACompiled Fri 28-Jul-06 04:33 by yenanh | IP-6.5.3 | D P F | D P F | D F | D F | D F |  | D | Yes |  |  |  | D F | D F | D F |  | D P | D P | D P
.1.3.6.1.4.1.9.1.70 | Router | CISCO | 2520 | Cisco Internetwork Operating System Software \X0D\X0AIOS (tm) 2500 Software (C2500-IS-L) Version 12.3(10b) RELEASE SOFTWARE (fc3)\X0D\X0ATechnical Support: http://www.cisco.com/techsupport\X0D\X0ACopyright (c) 1986-2004 by cisco Systems Inc.\X0D\X0ACompiled Tue 21-Dec-04 21:3 | IP-6.0 | D P F |  | D F | D F | D |  |  | Yes | [7 empty] | D P | D P | D
.1.3.6.1.4.1.9.1.480 | Switch | CISCO | 2950SX-24 | Cisco Internetwork Operating System Software \X0D\X0AIOS (tm) C2950 Software (C2950-I6Q4L2-M) Version 12.1(13)EA1 RELEASE SOFTWARE (fc1)\X0D\X0ACopyright (c) 1986-2003 by cisco Systems Inc.\X0D\X0ACompiled Tue 04-Mar-03 02:14 by yenanh | IP-6.2 | D P F | D P F | D | D F | D F | D | D | Yes |  |  |  | D F | D F |  |  | D P | D P | D
.1.3.6.1.4.1.9.1.1745 | Switch | CISCO | WS-C3850-48T | Cisco IOS Software IOS-XE Software Catalyst L3 Switch Software (CAT3K_CAA-UNIVERSALK9-M) Version 03.06.00E RELEASE SOFTWARE (fc3)\X0D\X0ATechnical Support: http://www.cisco.com/techsupport\X0D\X0ACopyright (c) 1986-2014 by Cisco Systems Inc.\X0D\X0ACompiled Thu 26-Jun- | IP-9.4 | D P F | D P F | D F | D F | D F |  | D | Yes |  |  |  | D F | D F | D F |  | D P | D P | D
.1.3.6.1.4.1.9.1.187 | Router | CISCO | 2612 | Cisco Internetwork Operating System Software \X0D\X0AIOS (tm) C2600 Software (C2600-IS5-M) Version 12.2(13)ZT RELEASE SOFTWARE (fc3)\X0D\X0ATechnical Support: http://www.cisco.com/techsupport\X0D\X0ACopyright (c) 1986-2007 by cisco Systems Inc.\X0D\X0ACompiled Mon 19-Mar-07 1 | IP-9.1/IP-8.1.4 | D P F |  | D F | D F | D |  |  | Yes | D |  |  | D F |  | D F |  | D P | D P | D
.1.3.6.1.4.1.9.6.1.83.20.1 | Switch | CISCO | SG300-20 | 20-port Gigabit Managed Switch | IP-9.1/IP-8.1.4 | D P F | D P F |  | D F | D F | D |  | No
.1.3.6.1.4.1.9.1.1524 | Router | CISCO | SRE-710 | Cisco Wide Area Application Services Software Hardware Version: sm-sre-710-4.4.5b.2 Cisco Wide Area Application Services (accelerator-k9) Software Release 4.4.5b (build b2 Apr 21 2012) | IP-9.2 | D P F |  |  | D F | D F |  |  | Yes | [7 empty] | D P | D P | D | D F | D
.1.3.6.1.4.1.9.1.1138 | Router | CISCO | Cisco887VG | Cisco IOS Software C880 Software (C880DATA-UNIVERSALK9-M) Version 12.4(24.6)PI11m PI11 ENGINEERING WEEKLY BUILD synced to V124_24_6_T9\X0D\X0ACopyright (c) 1986-2009 by Cisco Systems Inc.\X0D\X0ACompiled Tue 30-Jun-09 04:33 by pallavik | IP-9.1/IP-8.1.4 | D P F |  | D F | D F | D F |  |  | Yes |  |  |  |  | D F | D F |  | D P | D P | D
.1.3.6.1.4.1.9.1.557 | MSFC | CISCO | MSFC3 | Cisco Internetwork Operating System Software \X0D\X0AIOS (tm) MSFC3 Software (C6MSFC3-ENTSERVICESK9_WAN-M) Version 12.2(18)SXF4 RELEASE SOFTWARE (fc1)\X0D\X0ATechnical Support: http://www.cisco.com/techsupport\X0D\X0ACopyright (c) 1986-2006 by cisco Systems Inc.\X0D\X0ACompil | IP-6.2.1 | D P F |  | D F | D F | D F |  |  | No | D | [6 empty] | D P | D P | D
.1.3.6.1.4.1.9.1.1358 | Router | CISCO | C860 | Cisco IOS Software C860 Software (C860VAE-ADVSECURITYK9-M) Version 15.1(4)M4 RELEASE SOFTWARE (fc1)\X0D\X0ATechnical Support: http://www.cisco.com/techsupport\X0D\X0ACopyright (c) 1986-2012 by Cisco Systems Inc.\X0D\X0ACompiled Wed 21-Mar-12 00:04 by prod_rel_team | IP-9.1/IP-8.1.4 | D P F |  | D F | D F | D F |  | D | Yes | [7 empty] | D P | D P | D
.1.3.6.1.4.1.9.1.925 | Router | CISCO | ASR1006 | Cisco IOS Software IOS-XE Software (X86_64_LINUX_IOSD-ADVENTERPRISEK9-M) Version 12.2(33)XND1 RELEASE SOFTWARE (fc1)\X0D\X0ATechnical Support: http://www.cisco.com/techsupport\X0D\X0ACopyright (c) 1986-2009 by Cisco Systems Inc.\X0D\X0ACompiled Mon 24-Aug-09 17:44 by m | IP-9.1/IP-8.1.4 | D P F |  | D F | D F | D F |  |  | No |  |  |  | D F |  | D F | D F | D P | D P | D
.1.3.6.1.4.1.9.1.1351 | Router | CISCO | WAE-7541-K9-WAAS | Cisco Wide Area Application Services Software Hardware Version: oe7541-4.4.5b.2 Cisco Wide Area Application Services (universal-k9) Software Release 4.4.5b (build b2 Apr 21 2012) | IP-9.1/IP-8.1.4 | D P F |  |  | D F | D F |  |  | Yes | [7 empty] | D P | D P | D | D F | D
.1.3.6.1.4.1.9.1.404 | Router | CISCO | VG248 | Cisco VG248 version 1.3(1) | IP-6.0 | D P F |  |  | D F | D F |  |  | Yes |  |  |  |  | D F | D F | D F | D P | D P | D
.1.3.6.1.4.1.9.1.261 | Router | CISCO | 7120-E3 | Cisco Internetwork Operating System Software \X0D\X0AIOS (tm) EGR Software (C7100-JK9S-M) Version 12.3(12e) RELEASE SOFTWARE (fc2)\X0D\X0ATechnical Support: http://www.cisco.com/techsupport\X0D\X0ACopyright (c) 1986-2005 by cisco Systems Inc.\X0D\X0ACompiled Wed 24-Aug-05 15: | IP-6.0 | D P F |  | D F | D F | D F |  |  | Yes |  |  |  | D F |  | D F | D F | D P | D P | D
.1.3.6.1.4.1.9.1.1033 | Probe | CISCO | NAM 2220 | Cisco NAM 2220 Appliance (NAM2220) Version 4.0(0.64)\X0ACompiled Nov 13 2008 16:04:19\X0ACopyright (c) 1999-2008 by cisco Systems Inc. | IP-7.0.3.12 | D P F |  |  | D F | D F |  |  | Yes | [9 empty] | D
.1.3.6.1.4.1.9.1.1025 | Switch | CISCO | C3560 | Cisco IOS Software C3560 Software (C3560-IPBASE-M) Version 12.2(53)SE1 RELEASE SOFTWARE (fc2)\X0D\X0ATechnical Support: http://www.cisco.com/techsupport\X0D\X0ACopyright (c) 1986-2010 by Cisco Systems Inc.\X0D\X0ACompiled Fri 12-Mar-10 16:54 by prod_rel_team | IP-8.1.2 | D P F | D P F | D F | D F | D F | D | D | Yes |  |  |  | D F | D F | D F |  | D P | D P | D P
.1.3.6.1.4.1.9.1.1020 | Switch | CISCO | C3560E | Cisco IOS Software C3560 Software (C3560-IPBASEK9-M) Version 12.2(50)SE3 RELEASE SOFTWARE (fc1)\X0D\X0ATechnical Support: http://www.cisco.com/techsupport\X0D\X0ACopyright (c) 1986-2009 by Cisco Systems Inc.\X0D\X0ACompiled Wed 22-Jul-09 06:41 by prod_rel_team | IP-8.1.1.1 | D P F | D P F | D F | D F | D F | D | D | Yes |  |  |  | D F | D F | D F |  | D P | D P | D P
.1.3.6.1.4.1.9.1.403 | Router | CISCO | RME-7401 | \X0D\X0ACisco IOS Software 7400 Software (C7400-IS-M) Version 12.3(4)T5 RELEASE SOFTWARE (fc1)\X0D\X0ATechnical Support: http://www.cisco.com/techsupport\X0D\X0ACopyright (c) 1986-2004 by Cisco Systems Inc.\X0D\X0ACompiled Mon 26-Apr-04 12:20 by ccai | IP-6.0 | D P F |  | D F | D F | D F |  |  | Yes |  |  |  | D F | D F | D F | D F | D P | D P | D
.1.3.6.1.4.1.9.1.388 | Router | CISCO | 12406-GSR | Cisco IOS XR Software (Cisco 12406/PRP) Version 3.6.2[00]\X0D\X0ACopyright (c) 2008 by Cisco Systems Inc. | IP-7.0.3.18 | D P F |  | D F | D F | D F |  |  | Yes | D |  |  | D F |  |  |  | D P | D P | D
.1.3.6.1.4.1.9.5.59 | Switch | CISCO | 4506-Sup | Cisco Systems Inc. WS-C4506\X0ACisco Catalyst Operating System Software Version 8.4(4)GLX\X0ACopyright (c) 1995-2004 by Cisco Systems Inc.\X0A | IP-6.2 | D P F | D P F | D F | D F | D F | D | D | Yes |  |  |  | D F | D F | D F |  | D P | D P | D P
.1.3.6.1.4.1.9.5.44 | Switch | CISCO | 6509 | Cisco Systems WS-C6509-E\X0ACisco Catalyst Operating System Software Version 8.4(5)\X0ACopyright (c) 1995-2005 by Cisco Systems\X0A | IP-7.0 | D P F | D P F | D F | D F | D F | D | D | Yes |  |  |  | D F | D F | D F |  | D P | D P | D P
.1.3.6.1.4.1.9.1.1626 | Router | CISCO | C897VAW-ISR | Cisco IOS Software C800 Software (C800-UNIVERSALK9-M) Version 15.2(4)M5 RELEASE SOFTWARE (fc2)\X0D\X0ATechnical Support: http://www.cisco.com/techsupport\X0D\X0ACopyright (c) 1986-2013 by Cisco Systems Inc.\X0D\X0ACompiled Fri 13-Sep-13 23:06 by prod_rel_team | IP-9.4 | D P F |  | D F | D F | D |  | D | Yes | D |  |  |  |  | D F |  | D P | D P | D
.1.3.6.1.4.1.9.1.1824 | Switch | CISCO | WS-C3650 | Cisco IOS Software IOS-XE Software Catalyst L3 Switch Software (CAT3K_CAA-UNIVERSALK9-M) Version 03.03.04SE RELEASE SOFTWARE (fc3)\X0D\X0ATechnical Support: http://www.cisco.com/techsupport\X0D\X0ACopyright (c) 1986-2014 by Cisco Systems Inc.\X0D\X0ACompiled Fri 29-Aug | IP-9.4.2 | D P F | D P F |  | D F | D F | D | D | Yes |  |  |  | D F | D F | D F |  | D P | D P | D
.1.3.6.1.4.1.9.1.1298 | Host | CISCO | ECDS1100 | Enterprise Content Delivery System Software Hardware Version: MDE1125-2.6.1 Enterprise Content Delivery System Software Software Release 2.6.1 S4 (build b901 Nov 12 2013) | IP-9.3 | D F |  |  | D F | D F |  |  | No | [7 empty] | D P | D P | D | D F | D P
.1.3.6.1.4.1.9.1.674 | Firewall | CISCO | FWSM | Cisco Firewall Services Module Version 3.2(6) | IP-7.0.3.6 | D P F |  |  | D F | D F |  |  | Yes | [7 empty] | D P | D P | D
.1.3.6.1.4.1.9.12.3.1.3.1619 | Switch | CISCO | Nexus-5624Q | Cisco NX-OS(tm) n6000 Software (n6000-uk9) Version 7.1(0)N1(1) RELEASE SOFTWARE Copyright (c) 2002-2012 by Cisco Systems Inc. Device Manager Version 6.0(2)N1(1)Compiled 12/22/2014 9:00:00 | IP-9.4.2 | D P F | D P F | D F | D F | D F |  | D | No |  |  |  | D F | D F | D F |  |  |  | D
.1.3.6.1.4.1.9.1.366 | Switch | CISCO | WS-C3550-24 | Cisco Internetwork Operating System Software \X0D\X0AIOS (tm) C3550 Software (C3550-I9Q3L2-M) Version 12.1(9)EA1c RELEASE SOFTWARE (fc1)\X0D\X0ACopyright (c) 1986-2002 by cisco Systems Inc.\X0D\X0ACompiled Tue 28-May-02 10:06 by antonino | IP-6.0 | D P F | D P F | D F | D F | D F | D | D | Yes |  |  |  | D F | D F | D F |  | D P | D P | D P
.1.3.6.1.4.1.9.1.481 | Switch | CISCO | ONS-15540ESPx | Cisco IOS Software ONS-15540 Software (ONS15540-I-M) Version 12.2(29)SV RELEASE SOFTWARE (fc1)\X0D\X0ATechnical Support: http://www.cisco.com/techsupport\X0D\X0ACopyright (c) 1986-2006 by Cisco Systems Inc.\X0D\X0ACompiled Mon 13-Feb-06 12:38 by ssearch | IP-6.0.1 | D P F | D P F | D F | D F | D F |  |  | Yes |  |  |  |  | D F | D |  | D P | D P | D
.1.3.6.1.4.1.9.1.1404 | Switch | CISCO | catalyst3750X-24S-S | Cisco IOS Software C3750E Software (C3750E-UNIVERSALK9NPE-M) Version 12.2(58)SE1 RELEASE SOFTWARE (fc1)\X0D\X0ATechnical Support: http://www.cisco.com/techsupport\X0D\X0ACopyright (c) 1986-2011 by Cisco Systems Inc.\X0D\X0ACompiled Thu 05-May-11 01:56 by prod_rel_team | IP-9.0/8.1.3 | D P F | D P F | D F | D F | D F |  | D | Yes |  |  |  | D F | D F | D F |  | D P | D P | D P
.1.3.6.1.4.1.9.1.495 | Router | CISCO | 837 | \X0D\X0ACisco IOS Software C837 Software (C837-K9O3Y6-M) Version 12.3(2)XE4 RELEASE SOFTWARE (fc1)\X0D\X0ASynched to technology version 12.3(3.5)T\X0D\X0ATechnical Support: http://www.cisco.com/techsupport\X0D\X0ACopyright (c) 1986-2005 by Cisco Systems Inc.\X0D\X0ACompiled Tue 13 | IP-6.0.1 | D P F |  | D F | D F | D F |  |  | Yes | [7 empty] | D P | D P | D
.1.3.6.1.4.1.9.1.1096 | Router | CISCO | C880 | Cisco IOS Software C880 Software (C880DATA-UNIVERSALK9-M) Experimental Version 15.1(20110823:204915) [chriwang-151_4m_t_QOS_CSCts27113_fix 115]\X0D\X0ACopyright (c) 1986-2011 by Cisco Systems Inc.\X0D\X0ACompiled Wed 24-Aug-11 14:30 by chriwang | IP-9.1/IP-8.1.3 | D P F |  | D F | D F | D F |  | D | Yes | D |  |  |  | D F | D F |  | D P | D P | D
.1.3.6.1.4.1.9.1.1386 | Router | CISCO | cisco819HGV-K9 | Cisco IOS Software C800 Software (C800-UNIVERSALK9-M) Version 15.1(4)M4 RELEASE SOFTWARE (fc1)\X0D\X0ATechnical Support: http://www.cisco.com/techsupport\X0D\X0ACopyright (c) 1986-2012 by Cisco Systems Inc.\X0D\X0ACompiled Wed 21-Mar-12 01:19 by prod_rel_team | IP-9.2 | D P F | D P F | D F | D F | D |  | D | Yes | [5 empty] | D F |  | D P | D P | D
.1.3.6.1.4.1.9.1.929 | Switch | CISCO | C2960-LANLITE-M | Cisco IOS Software C2960 Software (C2960-LANLITE-M) Version 12.2(46)SE RELEASE SOFTWARE (fc2)\X0D\X0ACopyright (c) 1986-2008 by Cisco Systems Inc.\X0D\X0ACompiled Thu 21-Aug-08 11:38 by nachen | IP-7.0.3.16 | D P F | D P F | D F | D F | D F | D | D | Yes |  |  |  | D F | D F | D F |  | D P | D P | D P
.1.3.6.1.4.1.9.1.1197 | Firewall | CISCO | Cisco-ASA5585-Ssp60 | Cisco Adaptive Security Appliance Version 8.4(2) | IP-9.1/IP-8.1.4 | D P F |  |  | D F | D F |  |  | Yes | [7 empty] | D P | D P | D
.1.3.6.1.4.1.9.1.1392 | Router | CISCO | 887VAG | Cisco IOS Software C880 Software (C880DATA-UNIVERSALK9-M) Version 15.2(2)T RELEASE SOFTWARE (fc1)\X0D\X0ATechnical Support: http://www.cisco.com/techsupport\X0D\X0ACopyright (c) 1986-2011 by Cisco Systems Inc.\X0D\X0ACompiled Wed 16-Nov-11 03:58 by prod_rel_team | IP-9.1/IP-8.1.4 | D P F |  | D F | D F | D |  | D | No |  |  |  |  | D F | D F |  | D P | D P | D
.1.3.6.1.4.1.9.1.1859 | Router | CISCO | 891FW | Cisco IOS Software C800 Software (C800-UNIVERSALK9-M) Version 15.4(1)T RELEASE SOFTWARE (fc2)\X0D\X0ATechnical Support: http://www.cisco.com/techsupport\X0D\X0ACopyright (c) 1986-2013 by Cisco Systems Inc.\X0D\X0ACompiled Fri 22-Nov-13 19:01 by prod_rel_team | IP-9.3 | D P F | D P F | D F | D F | D F |  | D | Yes |  |  |  | D F |  | D F |  | D P | D P | D
.1.3.6.1.4.1.9.1.1233 | Firewall | CISCO | ciscoASA5585SspIps20 | Linux DC1-FW-IPS01 2.6.29.1 #688 SMP Fri Mar 11 12:37:51 CST 2011 x86_64 | IP-9.0/8.1.3 | D P F |  |  | D F | D F |  |  | No | [7 empty] | D P |  | D
.1.3.6.1.4.1.9.1.1644 | Switch | CISCO | WS-C3850-24P-S | Cisco IOS Software Catalyst L3 Switch Software (CAT3K_CAA-UNIVERSALK9-M) Version 15.0(1)EX2 RELEASE SOFTWARE (fc2)\X0D\X0ATechnical Support: http://www.cisco.com/techsupport\X0D\X0ACopyright (c) 1986-2013 by Cisco Systems Inc.\X0D\X0ACompiled Fri 14-Jun-13 19:24 by pro | IP-9.3 | D F | D P F | D F | D F | D F |  | D | Yes |  |  |  | D F | D F | D F |  | D P | D P | D
.1.3.6.1.4.1.9.1.1703 | Switch | CISCO | C2960X-UNIVERSALK9-M | Cisco IOS Software C2960X Software (C2960X-UNIVERSALK9-M) Version 15.0(2a)EX5 RELEASE SOFTWARE (fc3)\X0D\X0ATechnical Support: http://www.cisco.com/techsupport\X0D\X0ACopyright (c) 1986-2015 by Cisco Systems Inc.\X0D\X0ACompiled Mon 16-Feb-15 08:16 by prod_rel_team | IP-9.4.2 | D P F | D P F | D F | D F | D F |  | D | Yes |  |  |  | D F | D F | D F |  | D P | D P | D P
.1.3.6.1.4.1.9.1.773 | Firewall | CISCO | ASA5510 | Cisco Adaptive Security Appliance Version 7.2(4) | IP-7.0.3.17 | D P F |  |  | D F | D F |  |  | Yes | [7 empty] | D P | D P | D
.1.3.6.1.4.1.9.1.1149 | Router | CISCO | ISM-CUE | Internal Service Module running Cisco Unity Express (ISM-CUE) | IP-8.1.1.1 | D F |  |  | D F | D F |  |  | No | [7 empty] | D P |  | D
.1.3.6.1.4.1.9.1.1320 | Switch | CISCO | IE301024TC | Cisco IOS Software IE3010 Software (IE3010-LANBASEK9-M) Version 12.2(53)EZ RELEASE SOFTWARE (fc1)\X0D\X0ATechnical Support: http://www.cisco.com/techsupport\X0D\X0ACopyright (c) 1986-2010 by Cisco Systems Inc.\X0D\X0ACompiled Thu 18-Nov-10 12:51 by prod_rel_team | IP-9.0/8.1.3 | D P F | D P F | D F | D F | D F | D | D | Yes |  |  |  | D F | D F | D F |  | D P | D P | D P
.1.3.6.1.4.1.9.1.539 | Router | CISCO | 1712 | Cisco IOS Software C1700 Software (C1700-ADVIPSERVICESK9-M) Version 12.3(8)T5 RELEASE SOFTWARE (fc2)\X0D\X0ATechnical Support: http://www.cisco.com/techsupport\X0D\X0ACopyright (c) 1986-2004 by Cisco Systems Inc.\X0D\X0ACompiled Wed 20-Oct-04 10:54 by cmong | IP-6.2 | D P F |  | D F | D F | D |  |  | Yes | [7 empty] | D P | D P | D
.1.3.6.1.4.1.9.1.1523 | Router | CISCO | SRE910 | Cisco Wide Area Application Services Software Hardware Version: sm-sre-910-5.0.3a.7 Cisco Wide Area Application Services (universal-k9) Software Release 5.0.3a (build b7 Nov 4 2012) | IP-9.2.2 | D P F |  |  | D F | D F |  |  | Yes | [7 empty] | D P | D P | D | D F | D
.1.3.6.1.4.1.9.1.847 | Router | CISCO | 887 | Cisco IOS Software C880 Software (C880DATA-UNIVERSALK9-M) Version 15.0(1)M2 RELEASE SOFTWARE (fc2)\X0D\X0ATechnical Support: http://www.cisco.com/techsupport\X0D\X0ACopyright (c) 1986-2010 by Cisco Systems Inc.\X0D\X0ACompiled Thu 11-Mar-10 04:21 by prod_rel_team | IP-8.1.1.1 | D P F |  | D F | D F | D F |  |  | No |  |  |  |  | D F | D F |  | D P | D P | D
.1.3.6.1.4.1.9.1.2101 | Router | CISCO | ASR920-24TZM | Cisco IOS Software ASR920 Software (PPC_LINUX_IOSD-UNIVERSALK9_NPE-M) Version 15.5(2)S RELEASE SOFTWARE (fc3)\X0D\X0ATechnical Support: http://www.cisco.com/techsupport\X0D\X0ACopyright (c) 1986-2015 by Cisco Systems Inc.\X0D\X0ACompiled Sat 21-Mar-15 11:27 by mcpre | IP-9.4.2 | D P F |  | D F | D F | D F |  |  | Yes | D |  |  | D F |  | D F | D F | D P | D P | D
.1.3.6.1.4.1.9.1.945 | MediaGateway | CISCO | ciscoVgd1t3 | Cisco IOS Software vgd Software (VGD-JS_IVS-M) Version 12.4(24)T1 RELEASE SOFTWARE (fc3)\X0D\X0ATechnical Support: http://www.cisco.com/techsupport\X0D\X0ACopyright (c) 1986-2009 by Cisco Systems Inc.\X0D\X0ACompiled Sat 20-Jun-09 03:08 by prod_rel_team | IP-9.0/8.1.3 | D P F |  | D F | D F | D F |  |  | Yes |  |  |  | D F | D F | D F | D F | D P | D P | D
.1.3.6.1.4.1.9.1.247 | Switch | CISCO | 3512 XL | Cisco Internetwork Operating System Software \X0D\X0AIOS (tm) C3500XL Software (C3500XL-C3H2S-M) Version 12.0(5.3)WC(1) MAINTENANCE INTERIM SOFTWARE\X0D\X0ACopyright (c) 1986-2001 by cisco Systems Inc.\X0D\X0ACompiled Mon 30-Apr-01 07:51 by devgoyal | IP-6.0 | D P F | D P F |  | D F | D F |  | D | Yes
.1.3.6.1.4.1.9.1.1201 | Firewall | CISCO | Cisco-ASA5585-Ssp60sc | Cisco Adaptive Security Appliance Version 8.4(2) | IP-9.1/IP-8.1.4 | D P F |  |  | D F | D F |  |  | No | [7 empty] | D P | D P | D
.1.3.6.1.4.1.9.1.568 | Router | CISCO | C876 | Cisco IOS Software C870 Software (C870-ADVIPSERVICESK9-M) Version 12.4(6)T3 RELEASE SOFTWARE (fc2)\X0D\X0ATechnical Support: http://www.cisco.com/techsupport\X0D\X0ACopyright (c) 1986-2006 by Cisco Systems Inc.\X0D\X0ACompiled Fri 21-Jul-06 20:25 by kellythw | IP-7.0.1 | D P F |  | D F | D F | D F |  |  | Yes | [7 empty] | D P | D P | D
.1.3.6.1.4.1.9.1.950 | Switch | CISCO | C2960-LANBASE-M | Cisco IOS Software C2960 Software (C2960-LANBASEK9-M) Version 12.2(46)SE RELEASE SOFTWARE (fc2)\X0D\X0ACopyright (c) 1986-2008 by Cisco Systems Inc.\X0D\X0ACompiled Thu 21-Aug-08 15:59 by nachen | IP-7.0.3.19 | D P F | D P F | D F | D F | D F |  | D | Yes |  |  |  | D F | D F | D F |  | D P | D P | D P
.1.3.6.1.4.1.9.12.3.1.3.606 | FibreChannelSwitch | CISCO | MDS9124e | Cisco NX-OS(tm) m9100 Software (m9100-s2ek9-mz) Version 5.2(2a) RELEASE SOFTWARE Copyright (c) 2002-2011 by Cisco Systems Inc. Compiled 12/31/2011 22:00:00 | IP-9.2.1 | D P F | D P F |  | D F | D F |  |  | Yes | [7 empty] | D P | D P | D
.1.3.6.1.4.1.9.1.1751 | Switch | CISCO | 2960-Plus-48TC-L | Cisco IOS Software C2960 Software (C2960-LANBASEK9-M) Version 15.2(1)E1 RELEASE SOFTWARE (fc2)\X0D\X0ATechnical Support: http://www.cisco.com/techsupport\X0D\X0ACopyright (c) 1986-2013 by Cisco Systems Inc.\X0D\X0ACompiled Fri 22-Nov-13 10:53 by prod_rel_team | IP-9.3 | D P F | D P F | D F | D F | D F |  | D | Yes |  |  |  | D F | D F | D F |  | D P | D P | D P
.1.3.6.1.4.1.9.1.42 | Router | CISCO | 2516 | Cisco Internetwork Operating System Software \X0D\X0AIOS (tm) 3000 Software (IGS-INR-L) Version 11.0(13) RELEASE SOFTWARE (fc1)\X0D\X0ACopyright (c) 1986-1996 by cisco Systems Inc.\X0D\X0ACompiled Mon 09-Dec-96 20:35 by athavale | IP-6.0 | D P F |  | D F | D F | D |  |  | Yes | [7 empty] | D P | D P | D
.1.3.6.1.4.1.9.1.30 | Router | CISCO | 2514 | Cisco Internetwork Operating System Software \X0D\X0AIOS (tm) 3000 Software (IGS-I-L) Version 11.0(20.3) MAINTENANCE INTERIM SOFTWARE\X0D\X0ACopyright (c) 1986-1998 by cisco Systems Inc.\X0D\X0ACompiled Mon 27-Jul-98 19:34 by jaturner | IP-6.0 | D P F |  | D F | D F | D F |  |  | Yes | [7 empty] | D P | D P | D
.1.3.6.1.4.1.9.1.50 | Router | CISCO | 4700 | Cisco Internetwork Operating System Software \X0D\X0AIOS (tm) 4500 Software (C4500-JK9S-M) Version 12.2(23) RELEASE SOFTWARE (fc2)\X0D\X0ACopyright (c) 1986-2004 by cisco Systems Inc.\X0D\X0ACompiled Wed 28-Jan-04 18:31 by kellmill | IP-6.0 | D P F |  | D F | D F | D F |  |  | Yes | D | [6 empty] | D P | D P | D
.1.3.6.1.4.1.9.1.1251 | Switch | CISCO | ME360x | Cisco IOS Software ME360x Software (ME360x-UNIVERSALK9-M) Version 12.2(52)EY2 RELEASE SOFTWARE (fc1)\X0D\X0ATechnical Support: http://www.cisco.com/techsupport\X0D\X0ACopyright (c) 1986-2011 by Cisco Systems Inc.\X0D\X0ACompiled Tue 31-May-11 01:57 by prod_rel_team | IP-9.0/8.1.3 | D P F | D P F |  | D F | D F | D | D | Yes |  |  |  | D F | D F | D F |  | D P | D P | D
.1.3.6.1.4.1.9.1.1004 | Switch | CISCO | C4928 | Cisco IOS Software Catalyst 4500 L3 Switch Software (cat4500-ENTSERVICESK9-M) Version 12.2(54)SG RELEASE SOFTWARE (fc3)\X0D\X0ATechnical Support: http://www.cisco.com/techsupport\X0D\X0ACopyright (c) 1986-2010 by Cisco Systems Inc.\X0D\X0ACompiled Sun 27-Jun-10 00:29 b | IP-8.1.2 | D P F | D P F | D F | D F | D F | D | D | Yes |  |  |  | D F | D F | D F | D | D P | D P | D
.1.3.6.1.4.1.9.12.3.1.3.1105 | Switch | CISCO | Nexus-C3064PQ10GE | Cisco NX-OS(tm) n3000 Software (n3000-uk9) Version 5.0(3)U2(2c) RELEASE SOFTWARE Copyright (c) 2002-2011 by Cisco Systems Inc. Device Manager Version 5.2(1) Compiled 1/26/2012 0:00:00 | IP-9.1/IP-8.1.4 | D P F | D P F | D F | D F | D F |  | D | Yes | D |  |  | D F | D F | D F |  | D P | D P | D
.1.3.6.1.4.1.9.12.3.1.3.907 | Switch | CISCO | Nexus1010 | Cisco NX-OS(tm) nexus Software (nexus-1010-mzg) Version 4.0(4)SV1(3) Interim version 4.0(4)SP1(0.160 RELEASE SOFTWARE Copyright (c) 2002-2008 by Cisco Systems Inc. Compiled 2/10/2010 1:00:00 | IP-9.1/IP-8.1.3.2 |  | D P F |  | D F | D F |  |  | Yes | [7 empty] | D P | D P | D
.1.3.6.1.4.1.9.1.862 | Router | CISCO | 7603-S | Cisco IOS Software c7600s3223_rp Software (c7600s3223_rp-ADVIPSERVICESK9-M) Version 12.2(33)SRD4 RELEASE SOFTWARE (fc2)\X0D\X0ATechnical Support: http://www.cisco.com/techsupport\X0D\X0ACopyright (c) 1986-2010 by Cisco Systems Inc.\X0D\X0ACompiled Mon 22-Feb-10 02:48 b | IP-8.1.2 | D P F |  | D F | D F | D F |  |  | Yes |  |  |  | D F | D F | D F |  | D P | D P | D
.1.3.6.1.4.1.9.1.930 | Switch | CISCO | C3560E-12D-S | Cisco IOS Software C3560E Software (C3560E-UNIVERSALK9-M) Version 12.2(46)SE RELEASE SOFTWARE (fc2)\X0D\X0ACopyright (c) 1986-2008 by Cisco Systems Inc.\X0D\X0ACompiled Thu 21-Aug-08 15:09 by nachen | IP-7.0.3.16 | D P F | D P F | D F | D F | D F |  | D | Yes |  |  |  | D F | D F | D F |  | D P | D P | D P
.1.3.6.1.4.1.9.1.905 | Router | CISCO | C1861 | Cisco IOS Software C1861 Software (C1861-SPSERVICESK9-M) Version 12.4(11)XW9 RELEASE SOFTWARE (fc1)\X0D\X0ATechnical Support: http://www.cisco.com/techsupport\X0D\X0ACopyright (c) 1986-2008 by Cisco Systems Inc.\X0D\X0ACompiled Sat 09-Aug-08 13:49 by prod_rel_team | IP-7.0.3.15 | D P F |  | D F | D F | D F |  |  | Yes |  |  |  | D F | D F | D F |  | D P | D P | D
.1.3.6.1.4.1.9.1.1383 | Router | CISCO | C800 | Cisco IOS Software C800 Software (C800-UNIVERSALK9-M) Version 15.1(4)M2 RELEASE SOFTWARE (fc1)\X0D\X0ATechnical Support: http://www.cisco.com/techsupport\X0D\X0ACopyright (c) 1986-2011 by Cisco Systems Inc.\X0D\X0ACompiled Tue 27-Sep-11 00:48 by prod_rel_team | IP-9.1/IP-8.1.4 | D P F |  | D F | D F | D F |  | D | Yes | [5 empty] | D F |  | D P | D P | D
.1.3.6.1.4.1.9.1.586 | Host | CISCO | MCS-7845H | Hardware:7845H2 2 Xeon 4096 MB Memory: Software:UCOS 4.0.0.0-14 | IP-6.2.2 | D P F |  |  | D F | D F |  |  | Yes |  |  |  | D F | D F | D F |  | D P | D P | D | D F | D P
.1.3.6.1.4.1.9.12.3.1.3.1084 | Switch | CISCO | N5kC5548UP | Cisco NX-OS(tm) n5000 Software (n5000-uk9) Version 5.1(3)N1(1) RELEASE SOFTWARE Copyright (c) 2002-2011 by Cisco Systems Inc. Device Manager Version 5.2(2) Compiled 12/6/2011 22:00:00 | IP-9.1/IP-8.1.4 | D P F | D P F | D F | D F | D F |  | D | Yes |  |  |  | D F | D F | D F |  | D P | D P | D
.1.3.6.1.4.1.9.5.40 | Switch | CISCO | 4003 | Cisco Systems Inc. WS-C4003\X0ACisco Catalyst Operating System Software Version 6.3(6)\X0ACopyright (c) 1995-2002 by Cisco Systems Inc.\X0A | IP-7.0 | D P F | D P F | D F | D F | D F |  | D | Yes |  |  |  | D F | D F | D F |  | D P | D P | D P
.1.3.6.1.4.1.9.1.1935 | Router | CISCO | CISCO-4431-ISR | Cisco IOS Software ISR Software (X86_64_LINUX_IOSD-UNIVERSALK9-M) Version 15.4(3)S2 RELEASE SOFTWARE (fc3)\X0D\X0ATechnical Support: http://www.cisco.com/techsupport\X0D\X0ACopyright (c) 1986-2015 by Cisco Systems Inc.\X0D\X0ACompiled Fri 30-Jan-15 15:19 by mcpre | IP-9.4.2 | D P F |  | D F | D F | D F |  | D | Yes |  |  |  | D F |  | D F | D F | D P | D P | D
.1.3.6.1.4.1.9.1.786 | Host | CISCO | WAE-611-K9 | Cisco Wide Area Application Services Software Hardware Version: oe611-4.0.1.16 Cisco Wide Area Application Services Software Software Release 4.0.1 (build b16 Aug 28 2006) | IP-7.0.2 | D F |  |  | D F | D F |  |  | Yes | [7 empty] | D P | D P | D | D F | D P
.1.3.6.1.4.1.9.12.3.1.3.1238 | Switch | CISCO | Nexus-N3K-C3548P-10G | Cisco NX-OS(tm) n3500 Software (n3500-uk9) Version 5.0(3)A1(1) Interim version 5.0(3)A1(0.429) RELEASE SOFTWARE Copyright (c) 2002-2011 by Cisco Systems Inc. Device Manager Version 5.2(1) Compiled 10/12/2012 13:00:00 | IP-9.2.1 | D P F | D P F | D F | D F | D F |  | D | Yes |  |  |  | D F | D F | D F |  | D P | D P | D
.1.3.6.1.4.1.9.1.923 | Router | CISCO | ASR1002 | Cisco IOS Software IOS-XE Software (PPC_LINUX_IOSD-ADVIPSERVICESK9-M) Version 12.2(33)XND2 RELEASE SOFTWARE (fc1)\X0D\X0ATechnical Support: http://www.cisco.com/techsupport\X0D\X0ACopyright (c) 1986-2009 by Cisco Systems Inc.\X0D\X0ACompiled Wed 04-Nov-09 18:54 by mcpr | IP-8.1.2 | D P F |  | D F | D F | D F |  |  | Yes |  |  |  | D F | D F | D F | D F | D P | D P | D
.1.3.6.1.4.1.9.1.924 | Router | CISCO | ASR1004 | Cisco IOS Software IOS-XE Software (PPC_LINUX_IOSD-ADVENTERPRISEK9-M) Version 12.2(33)XNB2 RELEASE SOFTWARE (fc2)\X0D\X0ATechnical Support: http://www.cisco.com/techsupport\X0D\X0ACopyright (c) 1986-2008 by Cisco Systems Inc.\X0D\X0ACompiled Sun 09-Nov-08 11:32 by mcpr | IP-8.1.2 | D P F |  | D F | D F | D F |  |  | Yes |  |  |  | D F | D F | D F | D F | D P | D P | D
.1.3.6.1.4.1.9.1.246 | Switch | CISCO | 3508G XL | Cisco Internetwork Operating System Software \X0D\X0AIOS (tm) C3500XL Software (C3500XL-C3H2S-M) Version 12.0(5)WC16 RELEASE SOFTWARE (fc1)\X0D\X0ACopyright (c) 1986-2006 by cisco Systems Inc.\X0D\X0ACompiled Thu 21-Sep-06 12:51 by antonino | IP-7.0 | D P F | D P F |  | D F | D F |  | D | Yes
.1.3.6.1.4.1.9.5.7 | Switch | CISCO | Catalyst wsc5000 | Cisco Systems WS-C5000\X0ACisco Catalyst Operating System Software Version 4.5(6)\X0ACopyright (c) 1995-2000 by Cisco Systems\X0A | IP-6.0 | D P F | D P F | D F | D F | D F |  | D | Yes |  |  |  | D F | D F | D F |  |  | D P | D P
.1.3.6.1.4.1.14179.1.1.4.4 | WirelessController | CISCO | SVC-WiSM | Cisco Controller | IP-9.1 | D P F | D P F |  | D F | D F |  | D | Yes |  |  |  | D F |  | D F |  | D P | D P | D
.1.3.6.1.4.1.9.1.1015 | Switch | CISCO | C3560 | Cisco IOS Software C3560 Software (C3560-IPBASE-M) Version 12.2(46)SE RELEASE SOFTWARE (fc2)\X0D\X0ACopyright (c) 1986-2008 by Cisco Systems Inc.\X0D\X0ACompiled Thu 21-Aug-08 10:58 by nachen | IP-8.1.1.1 | D P F | D P F | D F | D F | D F | D | D | Yes |  |  |  | D F | D F | D F |  | D P | D P | D P
.1.3.6.1.4.1.9.1.576 | Router | CISCO | 2811 | Cisco IOS Software 2800 Software (C2800NM-ADVIPSERVICESK9-M) Version 12.4(15)T1 RELEASE SOFTWARE (fc2)\X0D\X0ATechnical Support: http://www.cisco.com/techsupport\X0D\X0ACopyright (c) 1986-2007 by Cisco Systems Inc.\X0D\X0ACompiled Wed 18-Jul-07 06:21 by prod_rel_team | IP-7.0.3 | D P F |  | D F | D F | D F |  |  | Yes |  |  |  | D F | D F | D F |  | D P | D P | D
.1.3.6.1.4.1.9.1.961 | Switch | CISCO | IE1783-MS10T | Cisco IOS Software IES Software (IES-LANBASE-M) Version 12.2(0.0.113)EX CISCO DEVELOPMENT TEST VERSION\X0D\X0ACopyright (c) 1986-2008 by Cisco Systems Inc.\X0D\X0ACompiled Sun 04-May-08 22:48 by weiliu | IP-7.0.3.12 | D P F | D P F | D F | D F | D F | D | D | Yes |  |  |  | D F | D F | D F |  | D P | D P | D P
.1.3.6.1.4.1.9.12.3.1.3.1060 | Switch | CISCO | Nexus-3064PQ | Cisco NX-OS(tm) n3000 Software (n3000-uk9) Version 5.0(3)U1(1b) RELEASE SOFTWARE Copyright (c) 2002-2011 by Cisco Systems Inc. Device Manager Version 5.2(1) Compiled 5/9/2011 20:00:00 | IP-9.0/8.1.3 | D P F | D P F | D F | D F | D F |  | D | Yes | D |  |  | D F | D F | D F |  | D P | D P | D
.1.3.6.1.4.1.99.1.1.3.34 | Switch | CISCO | PGW2200softswitch | SNMPv3 agent from Cisco Systems Inc. | IP-8.1.1.1 | D P F |  |  | D F | D F |  |  | Yes | [7 empty] | D P | D P | D | D F | D
.1.3.6.1.4.1.9.5.34 | Switch | CISCO | Catalyst 5505 | Cisco Systems WS-C5505\X0ACisco Catalyst Operating System Software Version 4.5(6)\X0ACopyright (c) 1995-2000 by Cisco Systems\X0A | IP-6.0 | D P F | D P F | D F | D F | D F |  | D | Yes |  |  |  | D F | D F | D F |  |  | D P | D P
.1.3.6.1.4.1.9.12.3.1.3.777 | Switch | CISCO | Nexus-7018 | Cisco NX-OS(tm) n7000 Software (n7000-s1-dk9) Version 4.2(2a) RELEASE SOFTWARE Copyright (c) 2002-2009 by Cisco Systems Inc. Compiled 9/25/2009 9:00:00 | IP-8.1.2 | D P F | D P F | D F | D F | D F |  | D | Yes |  |  |  | D F | D F | D F |  | D P | D P | D
.1.3.6.1.4.1.9.1.108 | Router | CISCO | 7206 | Cisco Internetwork Operating System Software \X0D\X0AIOS (tm) 7200 Software (C7200-JX2-M) Version 12.2(16a) RELEASE SOFTWARE (fc2)\X0D\X0ACopyright (c) 1986-2003 by cisco Systems Inc.\X0D\X0ACompiled Fri 18-Apr-03 16:06 by pwade | IP-6.0 | D P F |  | D F | D F | D F |  |  | Yes |  |  |  | D F |  | D F | D F | D P | D P | D
.1.3.6.1.4.1.9.12.3.1.3.1327 | Switch | CISCO | MDS-9710 | Cisco NX-OS(tm) m9700 Software (m9700-sf3ek9-mz) Version 6.2(9a) RELEASE SOFTWARE Copyright (c) 2002-2013 by Cisco Systems Inc. Compiled 8/20/2014 11:00:00 | IP-9.4.2 | D P F |  | D F | D F | D F |  | D | No |  |  |  | D F | D F | D F |  | D P | D P | D
.1.3.6.1.4.1.9.1.828 | WirelessController | CISCO | AIR-WLC2106-K9 | Cisco Controller | IP-9.1 |  | D P F |  | D F | D F |  | D | Yes |  |  |  | D F |  | D F |  | D P | D P | D P
.1.3.6.1.4.1.9.1.1625 | Router | CISCO | 897VAW | Cisco IOS Software C800 Software (C800-UNIVERSALK9-M) Version 15.2(4)M5 RELEASE SOFTWARE (fc2)\X0D\X0ATechnical Support: http://www.cisco.com/techsupport\X0D\X0ACopyright (c) 1986-2013 by Cisco Systems Inc.\X0D\X0ACompiled Fri 13-Sep-13 23:06 by prod_rel_team | IP-9.3 | D P F |  | D F | D F | D F |  |  | Yes | [5 empty] | D F |  | D P | D P | D
.1.3.6.1.4.1.9.1.359 | Switch | CISCO | C2950T-24 | Cisco Internetwork Operating System Software \X0D\X0AIOS (tm) C2950 Software (C2950-I6Q4L2-M) Version 12.1(13)EA1 RELEASE SOFTWARE (fc1)\X0D\X0ACopyright (c) 1986-2003 by cisco Systems Inc.\X0D\X0ACompiled Tue 04-Mar-03 02:14 by yenanh | IP-6.0 | D P F | D P F | D | D F | D F | D | D | Yes | [7 empty] | D P | D P | D P
.1.3.6.1.4.1.9.1.1328 | Switch | CISCO | cat292824TCC | Cisco IOS Software C2928 Software (C2928-LANLITEK9-M) Version 12.2(55)EZ RELEASE SOFTWARE (fc2)\X0D\X0ATechnical Support: http://www.cisco.com/techsupport\X0D\X0ACopyright (c) 1986-2010 by Cisco Systems Inc.\X0D\X0ACompiled Wed 20-Oct-10 05:54 by prod_rel_team | IP-9.0/8.1.3 | D P F | D P F | D F | D F | D F | D | D | Yes |  |  |  | D F | D F | D F |  | D P | D P | D P
.1.3.6.1.4.1.9.1.836 | Router | CISCO | C860 | Cisco IOS Software C860 Software (C860-UNIVERSALK9-M) Version 15.0(1)M2 RELEASE SOFTWARE (fc2)\X0D\X0ATechnical Support: http://www.cisco.com/techsupport\X0D\X0ACopyright (c) 1986-2010 by Cisco Systems Inc.\X0D\X0ACompiled Thu 11-Mar-10 04:08 by prod_rel_team | IP-8.1.2 | D P F |  |  | D F | D |  | D | Yes | D |  |  |  | D F | D F |  | D P | D P | D
.1.3.6.1.4.1.9.1.1287 | Switch | CISCO | Catalyst4510R | Cisco IOS Software Catalyst 4500 L3 Switch Software (cat4500e-UNIVERSALK9-M) Version 15.0(1)XO RELEASE SOFTWARE (fc4)\X0D\X0ATechnical Support: http://www.cisco.com/techsupport\X0D\X0ACopyright (c) 1986-2010 by Cisco Systems Inc.\X0D\X0ACompiled Fri 10-Sep-10 04:08 by | IP-8.1.2 | D P F | D P F | D F | D F | D F | D | D | Yes |  |  |  | D F | D F | D F |  | D P | D P | D
.1.3.6.1.4.1.9.1.1681 | Router | CISCO | Cisco-OE-WAAS | Cisco Wide Area Application Services Software Hardware Version: oe-vwaas-5.5.1.12 Cisco Wide Area Application Services (universal-k9) Software Release 5.5.1 (build b12 Dec 16 2014) | IP-9.4.2 | D P F |  |  | D F | D F |  |  | Yes | [7 empty] | D P | D P | D P | D F | D P
.1.3.6.1.4.1.9.1.987 | Router | CISCO | WAAS274 | Cisco Wide Area Application Services Software Hardware Version: oe274-4.1.1d.7 Cisco Wide Area Application Services Software Software Release 4.1.1d (build b7 Mar 10 2009) | IP-7.0.3.21 | D P F |  |  | D F | D F |  |  | Yes | [7 empty] | D P | D P | D | D F | D
.1.3.6.1.4.1.9.1.1488 | Switch | CISCO | RAIE-1783BMS10CGN | Cisco IOS Software S5700 Software (S5700-UNIVERSALK9-M) Version 15.2(3)EA1 RELEASE SOFTWARE (fc2)\X0D\X0ATechnical Support: http://www.cisco.com/techsupport\X0D\X0ACopyright (c) 1986-2015 by Cisco Systems Inc.\X0D\X0ACompiled Tue 17-Feb-15 13:42 by prod_rel_team | IP-9.4.2 | D P F |  |  | D F | D F |  | D | No |  |  |  | D F |  | D F |  | D P | D P | D
.1.3.6.1.4.1.9.12.3.1.3.798 | Switch | CISCO | Nexus-5010 | Cisco NX-OS(tm) n5000 Software (n5000-uk9) Version 4.2(1)N2(1) RELEASE SOFTWARE Copyright (c) 2002-2010 by Cisco Systems Inc. Device Manager Version 5.0(4) Compiled 7/28/2010 18:00:00 | IP-8.1.1.1 | D P F | D P F | D F | D F | D F |  | D | Yes |  |  |  | D F | D F | D F |  | D P | D P | D
.1.3.6.1.4.1.9.1.657 | Switch | CISCO | IOS 6504 | Cisco Internetwork Operating System Software \X0D\X0AIOS (tm) s72033_rp Software (s72033_rp-ADVIPSERVICESK9_WAN-M) Version 12.2(18)SXF6 RELEASE SOFTWARE (fc1)\X0D\X0ATechnical Support: http://www.cisco.com/techsupport\X0D\X0ACopyright (c) 1986-2006 by cisco Systems Inc. | IP-6.5.2 | D P F | D P F | D F | D F | D F |  | D | Yes |  |  |  | D F | D F | D F |  | D P | D P | D
.1.3.6.1.4.1.9.1.1389 | Router | CISCO | C819 | Cisco IOS Software C800 Software (C800-UNIVERSALK9-M) Version 15.1(4)M5 RELEASE SOFTWARE (fc1)\X0D\X0ATechnical Support: http://www.cisco.com/techsupport\X0D\X0ACopyright (c) 1986-2012 by Cisco Systems Inc.\X0D\X0ACompiled Tue 04-Sep-12 21:52 by prod_rel_team | IP-9.2 | D P F |  | D F | D F | D F |  | D | Yes | [5 empty] | D F |  | D P | D P | D
.1.3.6.1.4.1.9.1.728 | Switch | CISCO | I6Q4L2 | Cisco Internetwork Operating System Software \X0D\X0AIOS (tm) CIGESM Software (CIGESM-I6Q4L2-M) Version 12.1(22)EA9 RELEASE SOFTWARE (fc1)\X0D\X0ACopyright (c) 1986-2006 by cisco Systems Inc.\X0D\X0ACompiled Fri 01-Dec-06 17:59 by weiliu | IP-7.0.3.20 | D P F | D P F |  | D F | D F | D | D | Yes |  |  |  | D F | D F |  |  | D P | D P | D
.1.3.6.1.4.1.9.1.1104 | Switch | CISCO | C2350 | Cisco IOS Software C2350 Software (C2350-LANLITEK9-M) Version 12.2(46)EY RELEASE SOFTWARE (fc1)\X0D\X0ACopyright (c) 1986-2009 by Cisco Systems Inc.\X0D\X0ACompiled Fri 23-Jan-09 15:45 by myl | IP-7.0.3.21 | D P F | D P F | D F | D F | D F |  | D | Yes |  |  |  | D F | D F | D F |  | D P | D P | D P
.1.3.6.1.4.1.9.1.658 | Router | CISCO | 7604 | Cisco IOS Software c7600s72033_rp Software (c7600s72033_rp-ADVIPSERVICESK9-M) Version 12.2(33)SRC3 RELEASE SOFTWARE (fc2)\X0D\X0ATechnical Support: http://www.cisco.com/techsupport\X0D\X0ACopyright (c) 1986-2008 by Cisco Systems Inc.\X0D\X0ACompiled Tue 16-Dec-08 06:24 | IP-9.0/8.1.3 | D P F |  | D F | D F | D F |  | D | Yes |  |  |  | D F | D F | D F |  | D P | D P | D
.1.3.6.1.4.1.9.12.3.1.3.1410 | Switch | CISCO | Nexus-5672UP | Cisco NX-OS(tm) n6000 Software (n6000-uk9) Version 7.0(3)N1(1) RELEASE SOFTWARE Copyright (c) 2002-2012 by Cisco Systems Inc. Device Manager Version 6.0(2)N1(1) Compiled 7/20/2014 18:00:00 | IP-9.4.2 | D P F | D P F | D F | D F | D F |  | D | Yes |  |  |  | D F | D F | D F |  | D P | D P | D
.1.3.6.1.4.1.9.1.903 | Router | CISCO | 1861FCueK9 | Cisco IOS Software C1861 Software (C1861-ADVIPSERVICESK9-M) Version 12.4(11)XW4 RELEASE SOFTWARE (fc3)\X0D\X0ATechnical Support: http://www.cisco.com/techsupport\X0D\X0ACopyright (c) 1986-2007 by Cisco Systems Inc.\X0D\X0ACompiled Thu 27-Sep-07 16:37 by prod_rel_team | IP-7.0.3.3 | D P F |  |  | D F | D F |  |  | Yes | [7 empty] | D P | D P | D
.1.3.6.1.4.1.9.12.3.1.3.1008 | Switch | CISCO | Nexus5548 | Cisco NX-OS(tm) n5000 Software (n5000-uk9) Version 5.0(3)N1(1a) RELEASE SOFTWARE Copyright (c) 2002-2010 by Cisco Systems Inc. Device Manager Version 5.2(1) Compiled 3/7/2011 23:00:00 | IP-8.1.2 |  | D P F |  | D F | D F |  | D | Yes |  |  |  | D F | D F | D F |  | D P | D P | D
.1.3.6.1.4.1.9.1.1003 | Host | CISCO | TelePresence-1300-65 | Cisco TelePresence 1300-65 Primary Codec G2 (H/W 0600) (SN FOC153580Z1). CTS 1.8.2(11) P1 2012-04-13 06:47:03 SrcRev:95514. CTS.1-8-2-11R-K9.P1.sbn. Copyright (c) 2005-2012 by Cisco Systems Inc. | IP-9.2.1 | D P F |  |  | D F | D F |  |  | Yes | [7 empty] | D P | D P | D |  | D P
.1.3.6.1.4.1.9.1.468 | Router | CISCO | 2620XM | Cisco Internetwork Operating System Software \X0D\X0AIOS (tm) C2600 Software (C2600-IS-M) Version 12.1(20) RELEASE SOFTWARE (fc2)\X0D\X0ACopyright (c) 1986-2003 by cisco Systems Inc.\X0D\X0ACompiled Thu 29-May-03 23:31 by kellythw | IP-6.0 | D P F |  | D F | D F | D F |  |  | Yes |  |  |  | D F |  | D F |  | D P | D P | D
.1.3.6.1.4.1.9.1.1100 | Router | CISCO | Cisco888ESRST | Cisco IOS Software C880 Software (C880VOICE-UNIVERSALK9-M) Version 15.1(0.26)T ENGINEERING WEEKLY BUILD synced to V150_1_M1_7\X0D\X0ACopyright (c) 1986-2010 by Cisco Systems Inc.\X0D\X0ACompiled Sun 31-Jan-10 13:51 by stshen | IP-9.1/IP-8.1.4 | D P F |  | D F | D F | D F |  |  | Yes |  |  |  |  | D F | D F |  | D P | D P | D
.1.3.6.1.4.1.9.1.1034 | Switch | CISCO | ciscoAIRAP1141 | Cisco IOS Software C1140 Software (C1140-K9W7-M) Version 12.4(21a)JA1 RELEASE SOFTWARE (fc1)\X0D\X0ATechnical Support: http://www.cisco.com/techsupport\X0D\X0ACopyright (c) 1986-2009 by Cisco Systems Inc.\X0D\X0ACompiled Wed 16-Sep-09 18:09 by prod_rel_team | IP-9.0/8.1.3 | D P F |  |  | D F | D F |  | D | Yes | [7 empty] | D P | D P | D
.1.3.6.1.4.1.9.1.122 | Router | CISCO | 3620 | Cisco Internetwork Operating System Software \X0D\X0AIOS (tm) 3600 Software (C3620-P-M) Version 11.2(26)P7 RELEASE SOFTWARE (fc1) \X0D\X0ACopyright (c) 1986-2004 by cisco Systems Inc.\X0D\X0ACompiled Tue 08-Jun-04 23:37 by hqluong | IP-6.5.2 | D P F |  | D F | D F | D F |  |  | Yes |  |  |  | D F |  | D F |  | D P | D P | D
.1.3.6.1.4.1.9.1.1261 | Switch | CISCO | C2960S | Cisco IOS Software C2960S Software (C2960S-UNIVERSALK9-M) Version 12.2(53)SE2 RELEASE SOFTWARE (fc3)\X0D\X0ATechnical Support: http://www.cisco.com/techsupport\X0D\X0ACopyright (c) 1986-2010 by Cisco Systems Inc.\X0D\X0ACompiled Wed 21-Apr-10 06:08 by prod_rel_team | IP-9.0/8.1.3 | D P F | D P F | D F | D F | D F | D | D | Yes |  |  |  | D F | D F | D F |  | D P | D P | D P
.1.3.6.1.4.1.9.12.3.1.3.1627 | Switch | CISCO | Nexus 9372 | Cisco NX-OS(tm) nxos.7.0.3.I2.2a.bin Software (nxos) Version 7.0(3)I2(2a) RELEASE SOFTWARE Copyright (c) 2002-2013 by Cisco Systems Inc. Compiled 12/14/2015 3:00:00 | IP-9.4.2 |  | D P F | D F | D F | D F |  | D | No |  |  |  | D F | D F | D F |  | D P | D P | D
.1.3.6.1.4.1.9.1.2163 | Switch | CISCO | C3850-24XS-E | Cisco IOS Software IOS-XE Software Catalyst L3 Switch Software (CAT3K_CAA-UNIVERSALK9-M) Version 03.07.02E RELEASE SOFTWARE (fc1)\X0D\X0ATechnical Support: http://www.cisco.com/techsupport\X0D\X0ACopyright (c) 1986-2015 by Cisco Systems Inc.\X0D\X0ACompiled Tue 21-Jul- | IP-9.4.2 | D P F |  |  | D F | D F |  | D | No |  |  |  | D F | D F | D F |  | D P | D P | D
.1.3.6.1.4.1.9.1.777 | Host | CISCO | WAE-612 | Cisco Wide Area Application Services Software Hardware Version: oe612-4.0.13.23 Cisco Wide Area Application Services Software Software Release 4.0.13 (build b23 Sep 8 2007) | IP-7.0.3.3 | D P F |  |  | D F | D F |  |  | Yes | [7 empty] | D P | D P | D | D F | D P
.1.3.6.1.4.1.9.1.1271 | Router | CISCO | 887VaM | Cisco IOS Software C880 Software (C880DATA-UNIVERSALK9-M) Version 15.1(4)M4 RELEASE SOFTWARE (fc1)\X0D\X0ATechnical Support: http://www.cisco.com/techsupport\X0D\X0ACopyright (c) 1986-2012 by Cisco Systems Inc.\X0D\X0ACompiled Wed 21-Mar-12 00:27 by prod_rel_team | IP-9.4.1 | D P F |  | D F | D F | D |  | D | No |  |  |  |  | D F | D F |  | D P | D P | D
.1.3.6.1.4.1.9.1.781 | Switch | CISCO | ME3400G-12CS-D | Cisco IOS Software ME340x Software (ME340x-METROACCESSK9-M) Version 12.2(25)SEG1 RELEASE SOFTWARE (fc1)\X0D\X0ACopyright (c) 1986-2006 by Cisco Systems Inc.\X0D\X0ACompiled Mon 07-Aug-06 23:10 by myl | IP-7.0.3 | D P F | D P F | D F | D F | D F |  | D | Yes |  |  |  | D F | D F | D F |  | D P | D P | D P
.1.3.6.1.4.1.9.1.485 | Switch | CISCO | C3550-24-PWR | Cisco Internetwork Operating System Software \X0D\X0AIOS (tm) C3550 Software (C3550-I9Q3L2-M) Version 12.1(13)EA1a RELEASE SOFTWARE (fc1)\X0D\X0ACopyright (c) 1986-2003 by cisco Systems Inc.\X0D\X0ACompiled Tue 25-Mar-03 23:21 by yenanh | IP-6.0 | D P F | D P F |  | D F | D F | D | D | Yes |  |  |  | D F | D F | D F |  | D P | D P | D
.1.3.6.1.4.1.9.12.3.1.3.376 | FibreChannelSwitch | CISCO | MDS-9509 | Cisco SAN-OS(tm) m9500 Software (m9500-sf1ek9-mz) Version 2.1(2b) RELEASE SOFTWARE (fc2) Copyright (c) 2002-2005 by Cisco Systems Inc. Compiled 8/30/2005 19:00:00 | IP-6.2.1 |  | D P F |  | D F | D F |  |  | Yes |  |  |  | D F | D F |  |  | D P | D P | D
.1.3.6.1.4.1.9.9.368.4.5 | Switch | CISCO | CSS 11503 | Content Switch SW Version 07.50.3.08 with SNMPv1/v2c Agent | IP-6.2.3 |  |  |  | D F | D F |  |  | No | [9 empty] | D
.1.3.6.1.4.1.9.1.1466 | Switch | CISCO | 3560C-8PC-S | Cisco IOS Software C3560C Software (C3560c405-UNIVERSALK9-M) Version 12.2(55)EX3 RELEASE SOFTWARE (fc2)\X0D\X0ATechnical Support: http://www.cisco.com/techsupport\X0D\X0ACopyright (c) 1986-2011 by Cisco Systems Inc.\X0D\X0ACompiled Wed 10-Aug-11 07:37 by prod_rel_team | IP-9.2 | D P F | D P F | D F | D F | D F | D | D | Yes |  |  |  | D F | D F | D F |  | D P | D P | D P
.1.3.6.1.4.1.9.1.1410 | Firewall | CISCO | ASA5555 | Cisco Adaptive Security Appliance Version 8.6(1) | IP-9.2.1 | D P F |  |  | D F | D F |  |  | Yes | [7 empty] | D P | D P | D
.1.3.6.1.4.1.9.1.677 | Firewall | CISCO | ASA 5500 | Cisco Cisco PIX Security Appliance Version 7.0(2)4 | IP-7.0.2 | D P F |  |  | D F | D F |  |  | Yes | [7 empty] | D P | D P | D
.1.3.6.1.4.1.9.1.1198 | Firewall | CISCO | Cisco-ASA5585S-sp10sc | Cisco Adaptive Security Appliance Version 8.4(1) | IP-9.1/IP-8.1.4 | D P F |  |  | D F | D F |  |  | Yes | [7 empty] | D P | D P | D
.1.3.6.1.4.1.9.1.1465 | Switch | CISCO | 3560C-12PC-S | Cisco IOS Software C3560C Software (C3560c405-UNIVERSALK9-M) Version 12.2(55)EX3 RELEASE SOFTWARE (fc2)\X0D\X0ATechnical Support: http://www.cisco.com/techsupport\X0D\X0ACopyright (c) 1986-2011 by Cisco Systems Inc.\X0D\X0ACompiled Wed 10-Aug-11 07:37 by prod_rel_team | IP-9.2 | D P F | D P F | D F | D F | D F | D | D | Yes |  |  |  | D F | D F | D F |  | D P | D P | D P
.1.3.6.1.4.1.9.1.619 | Router | CISCO | 2801 | Cisco IOS Software 2801 Software (C2801-SPSERVICESK9-M) Version 12.4(15)T7 RELEASE SOFTWARE (fc3)\X0D\X0ATechnical Support: http://www.cisco.com/techsupport\X0D\X0ACopyright (c) 1986-2008 by Cisco Systems Inc.\X0D\X0ACompiled Wed 13-Aug-08 18:16 by prod_rel_team | IP-7.0.3 | D P F |  | D F | D F | D F |  |  | Yes |  |  |  |  | D F |  |  | D P | D P | D
.1.3.6.1.4.1.9.1.244 | LoadBalancer | CISCO | Local Director | Cisco LocalDirector 430 version 4.2.3 | IP-6.0 | D F |  |  | D F | D F |  |  | Yes | [9 empty] | D
.1.3.6.1.4.1.9.5.45 | Switch | CISCO | 6506 | Cisco Systems WS-C6506\X0ACisco Catalyst Operating System Software Version 8.2(2)\X0ACopyright (c) 1995-2004 by Cisco Systems\X0A | IP-6.0 | D P F | D P F | D F | D F | D F |  | D | Yes |  |  |  | D F | D F | D F |  | D P | D P | D P
.1.3.6.1.4.1.9.1.45 | Router | CISCO | 7507 | Cisco Internetwork Operating System Software \X0D\X0AIOS (tm) RSP Software (RSP-JK9SV-M) Version 12.3(13) RELEASE SOFTWARE (fc2)\X0D\X0ATechnical Support: http://www.cisco.com/techsupport\X0D\X0ACopyright (c) 1986-2005 by cisco Systems Inc.\X0D\X0ACompiled Thu 10-Feb-05 05:27 | IP-7.0.2 | D P F |  | D F | D F | D F |  |  | Yes |  |  |  | D F | D F | D F | D F | D P | D P | D
.1.3.6.1.4.1.9.5.60 | Router | CISCO | 7613 | Cisco Systems CISCO7613\X0ACisco Catalyst Operating System Software Version 8.4(3)\X0ACopyright (c) 1995-2005 by Cisco Systems\X0A | IP-6.2 | D P F |  | D F | D F | D F |  |  | Yes |  |  |  | D F | D F | D F |  | D P | D P | D
.1.3.6.1.4.1.9.1.1424 | Host | CISCO | ISE-3395K9 | Cisco Identity Services Engine | IP-9.2.2 | D P F |  |  | D F | D F |  |  | Yes | [7 empty] | D P | D P | D |  | D P
.1.3.6.1.4.1.9.1.323 | Switch | CISCO | C2950-12 | Cisco Internetwork Operating System Software \X0D\X0AIOS (tm) C2950 Software (C2950-I6K2L2Q4-M) Version 12.1(22)EA2 RELEASE SOFTWARE (fc1)\X0D\X0ACopyright (c) 1986-2004 by cisco Systems Inc.\X0D\X0ACompiled Mon 08-Nov-04 01:08 by antonino | IP-6.0 | D P F | D P F | D | D F | D F | D | D | Yes |  |  |  | D F | D F |  |  | D P | D P | D
.1.3.6.1.4.1.9.1.1200 | Firewall | CISCO | ASA5585 | Cisco Adaptive Security Appliance Version 8.4(4) | IP-9.1/IP-8.1.4 | D P F |  |  | D F | D F |  |  | No | [7 empty] | D P | D P | D
.1.3.6.1.4.1.9.1.394 | Router | CISCO | 12410 GSR | Cisco IOS XR Software (Cisco 12410/PRP) Version 4.2.4[Default]\X0D\X0ACopyright (c) 2014 by Cisco Systems Inc. | IP-9.4.2 | D P F |  | D F | D F | D F |  |  | Yes |  |  |  | D F | D F |  |  | D P | D P | D
.1.3.6.1.4.1.9.1.1368 | Switch | CISCO | catalyst3560CPD-8PT-S | Cisco IOS Software C3560C Software (C3560c405ex-UNIVERSALK9-M) Version 12.2(55.0.51)SK TEST ENGINEERING ESTG_WEEKLY BUILD synced to V122_55_1_SE\X0D\X0ACopyright (c) 1986-2011 by Cisco Systems Inc.\X0D\X0ACompiled Mon 07-Mar-11 18:32 by antonino | IP-9.0/8.1.3 | D P F | D P F | D F | D F | D F | D | D | Yes |  |  |  | D F | D F | D F |  | D P | D P | D P
.1.3.6.1.4.1.9.1.1746 | MediaGateway | CISCO | VG202XM | Cisco IOS Software VG20XXM Software (VG20XXM-IPVOICE-M) Version 15.3(3)M5 RELEASE SOFTWARE (fc3)\X0D\X0ATechnical Support: http://www.cisco.com/techsupport\X0D\X0ACopyright (c) 1986-2015 by Cisco Systems Inc.\X0D\X0ACompiled Wed 04-Feb-15 13:12 by prod_rel_team | IP-9.4.2 | D P F |  |  | D F | D F |  |  | Yes | [7 empty] | D P | D P | D
.1.3.6.1.4.1.9.1.554 | Router | CISCO | 6500-SSLSM | Cisco Internetwork Operating System Software \X0D\X0AIOS (tm) SVCSSL Software (SVCSSL-K9Y9-M) Version 12.2(15)YS RELEASE SOFTWARE \X0D\X0ACopyright (c) 1986-2005 by cisco Systems Inc.\X0D\X0ACompiled Mon 04-Apr-05 13:01 by integ | IP-6.2.1 | D P F |  |  | D F | D F |  |  | No | [7 empty] | D P | D P | D
.1.3.6.1.4.1.9.1.746 | Host | CISCO | MCS-7825I | Hardware:7825I2 1 2048 MB Memory: Software:UCOS 3.0.0.0-57 | IP-7.0.3.4 | D P F |  |  | D F | D F |  |  | Yes |  |  |  |  | D F | D F | D F | D P | D P | D | D F | D P
.1.3.6.1.4.1.9.1.1145 | Router | CISCO | C3900e | Cisco IOS Software C3900e Software (C3900e-UNIVERSALK9-M) Version 15.1(1)T1 RELEASE SOFTWARE (fc2)\X0D\X0ATechnical Support: http://www.cisco.com/techsupport\X0D\X0ACopyright (c) 1986-2010 by Cisco Systems Inc.\X0D\X0ACompiled Mon 19-Jul-10 05:50 by prod_rel_team | IP-8.1.2 | D P F |  | D F | D F | D F |  |  | Yes |  |  |  | D F | D F | D F | D F | D P | D P | D
.1.3.6.1.4.1.9.1.1103 | Router | CISCO | 3825-NOVPN | Cisco IOS Software 3800 Software (C3825NV-SPSERVICESK9-M) Version 12.4(22)YB1 RELEASE SOFTWARE (fc1)\X0D\X0ATechnical Support: http://www.cisco.com/techsupport\X0D\X0ACopyright (c) 1986-2009 by Cisco Systems Inc.\X0D\X0ACompiled Wed 18-Mar-09 22:09 by prod_rel_team | IP-9.2.2 | D P F |  | D F | D F | D F |  | D | Yes |  |  |  | D F | D F | D F | D F | D P | D P | D
.1.3.6.1.4.1.9.1.1542 | Router | CISCO | Cisco888EA | Cisco IOS Software C800 Software (C800-UNIVERSALK9-M) Version 15.2(4)M3 RELEASE SOFTWARE (fc2)\X0D\X0ATechnical Support: http://www.cisco.com/techsupport\X0D\X0ACopyright (c) 1986-2013 by Cisco Systems Inc.\X0D\X0ACompiled Tue 26-Feb-13 12:39 by prod_rel_team | IP-9.4 | D P F |  | D F | D F | D |  |  | Yes | [5 empty] | D F |  | D P | D P | D
.1.3.6.1.4.1.9.1.429 | Switch | CISCO | C2950G-48 | Cisco Internetwork Operating System Software \X0D\X0AIOS (tm) C2950 Software (C2950-I6Q4L2-M) Version 12.1(22)EA1 RELEASE SOFTWARE (fc1)\X0D\X0ACopyright (c) 1986-2004 by cisco Systems Inc.\X0D\X0ACompiled Mon 12-Jul-04 08:18 by madison | IP-6.2.3 | D P F | D P F | D | D F | D F | D | D | Yes | [7 empty] | D P | D P | D
.1.3.6.1.4.1.2467.4.6 | Switch | CISCO | CSS 11506 | Content Switch SW Version 07.30.3.03 with SNMPv1/v2c Agent | IP-6.0 |  | D P F | D F | D F | D F |  |  | No | [7 empty] | D P | D P | D
.1.3.6.1.4.1.9.1.326 | Router | CISCO | C1751 | Cisco Internetwork Operating System Software \X0D\X0AIOS (tm) C1700 Software (C1700-K9O3SY7-M) Version 12.2(8)T5 RELEASE SOFTWARE (fc1)\X0D\X0ATAC Support: http://www.cisco.com/tac\X0D\X0ACopyright (c) 1986-2002 by cisco Systems Inc.\X0D\X0ACompiled Fri 21-Jun-02 20:15 by cc | IP-6.0 | D P F |  | D F | D F | D F |  |  | Yes | [7 empty] | D P | D P | D
.1.3.6.1.4.1.9.1.761 | Host | CISCO | CE612K9 | Application and Content Networking System Software Hardware Version: ce612-5.4.3.17 Application and Content Networking System Software Software Release 5.4.3 (build b17 Aug 30 2006) | IP-7.0.2 | D F |  |  | D F | D F |  |  | Yes | [7 empty] | D P | D P | D | D F | D P
.1.3.6.1.4.1.9.1.780 | Switch | CISCO | WSCBS3040 | Cisco IOS Software ME340x Software (ME340x-METROACCESSK9-M) Version 12.2(25)SEG1 RELEASE SOFTWARE (fc1)\X0D\X0ACopyright (c) 1986-2006 by Cisco Systems Inc.\X0D\X0ACompiled Mon 07-Aug-06 23:10 by myl | IP-7.0.2 | D P F | D P F | D F | D F | D F |  |  | Yes |  |  |  | D F | D F | D F |  | D P | D P | D P
.1.3.6.1.4.1.9.1.610 | Router | CISCO | WSSVCSSL | Cisco Internetwork Operating System Software \X0D\X0AIOS (tm) SVCSSL Software (SVCSSL-K9Y9-M) Version 12.2(14.6)SH2_2(2) MAINTENANCE INTERIM SOFTWARE\X0D\X0ACopyright (c) 1986-2008 by cisco Systems Inc.\X0D\X0ACompiled Thu 16-Oct-08 12:55 by integ | IP-8.1.1.1 | D P F |  |  | D F | D F |  |  | Yes | [7 empty] | D P | D P | D
.1.3.6.1.4.1.9.1.630 | Host | CISCO | WLSE1130 | WLSE 1130 Release 2.15.1 Thu Oct 4 09:42:38 UTC 2007 (C) Copyright 2007 by Cisco Systems Inc. | IP-7.0.3.13 | D P F |  |  | D F | D F |  |  | Yes | [7 empty] | D P | D P | D |  | D P
.1.3.6.1.4.1.9.1.914 | Firewall | CISCO | Cisco ASA 5580 20 | Cisco Adaptive Security Appliance Version 8.1(2) | IP-7.0.3.7 | D P F |  |  | D F | D F |  |  | Yes | [7 empty] | D P | D P | D
.1.3.6.1.4.1.9.1.743 | Firewall | CISCO | ciscoIPS4260 | Linux DRM01-01I03-IE01 2.4.30-IDS-smp-bigphys #2 SMP Tue Aug 18 13:05:49 UTC 2009 i686 | IP-9.1/IP-8.1.3 | D P F |  |  | D F | D F |  |  | No | [7 empty] | D P | D P | D
.1.3.6.1.4.1.9.1.1384 | Router | CISCO | Cisco-819HG-3G | Cisco IOS Software C800 Software (C800-UNIVERSALK9-M) Version 15.2(4)M4 RELEASE SOFTWARE (fc2)\X0D\X0ATechnical Support: http://www.cisco.com/techsupport\X0D\X0ACopyright (c) 1986-2013 by Cisco Systems Inc.\X0D\X0ACompiled Thu 20-Jun-13 16:14 by prod_rel_team | IP-9.2.2 | D P F |  | D F | D F | D |  | D | Yes | [5 empty] | D F |  | D P | D P | D
.1.3.6.1.4.1.9.1.788 | Switch | CISCO | Catalyst 4500 | Cisco IOS Software Catalyst 4500 L3 Switch Software (cat4500-IPBASEK9-M) Version 12.2(54)SG RELEASE SOFTWARE (fc3)\X0D\X0ATechnical Support: http://www.cisco.com/techsupport\X0D\X0ACopyright (c) 1986-2010 by Cisco Systems Inc.\X0D\X0ACompiled Sun 27-Jun-10 02:12 by pro | IP-7.0.3.5 | D F | D P F | D F | D F | D F | D | D | Yes |  |  |  | D F | D F | D F |  | D P | D P | D
.1.3.6.1.4.1.9.1.1407 | Firewall | CISCO | ASA5512 | Cisco Adaptive Security Appliance Version 8.6(1) | IP-9.1/IP-8.1.4 | D P F | D P F |  | D F | D F |  |  | No | [7 empty] | D P | D P | D
.1.3.6.1.4.1.2467.4.4 | Switch | CISCO | CSS 11050 | Content Switch SW Version 5.00 Build 311 with SNMPv1/v2c Agent | IP-7.0 | D F | D F | D F | D F | D F |  |  | No | [7 empty] | D P | D P | D
.1.3.6.1.4.1.9.1.439 | Router | CISCO | 7304 | Cisco IOS Software 7300 Software (C7300-P-M) Version 12.2(33)SB9 RELEASE SOFTWARE (fc5)\X0D\X0ATechnical Support: http://www.cisco.com/techsupport\X0D\X0ACopyright (c) 1986-2010 by Cisco Systems Inc.\X0D\X0ACompiled Mon 18-Oct-10 19:50 by prod_rel_team | IP-9.0/8.1.3 | D P F |  | D F | D F | D F |  | D | Yes |  |  |  | D F | D F | D F | D F | D P | D P | D
.1.3.6.1.4.1.9.1.697 | Switch | CISCO | WS-C2960G-48TC-L | Cisco IOS Software C2960 Software (C2960-LANBASE-M) Version 12.2(44)SE3 RELEASE SOFTWARE (fc2)\X0D\X0ACopyright (c) 1986-2008 by Cisco Systems Inc.\X0D\X0ACompiled Sun 28-Sep-08 21:15 by nachen | IP-6.5.3 | D P F | D P F | D F | D F | D F |  | D | Yes |  |  |  | D F | D F | D F |  | D P | D P | D P
.1.3.6.1.4.1.9.1.367 | Switch | CISCO | WS-C3550-48 | Cisco Internetwork Operating System Software \X0D\X0AIOS (tm) C3550 Software (C3550-I9Q3L2-M) Version 12.1(22)EA4a RELEASE SOFTWARE (fc1)\X0D\X0ACopyright (c) 1986-2005 by cisco Systems Inc.\X0D\X0ACompiled Fri 16-Sep-05 12:03 by yenanh | IP-6.0 | D P F | D P F | D F | D F | D F |  | D | Yes |  |  |  | D F | D F | D F |  | D P | D P | D P
.1.3.6.1.4.1.9.5.17 | Switch | CISCO | 5500 | Cisco Systems WS-C5500\X0ACisco Catalyst Operating System Software Version 5.5(13a)\X0ACopyright (c) 1995-2002 by Cisco Systems\X0A | IP-6.0 | D P F | D P F | D F | D F | D F |  | D | Yes |  |  |  | D F | D F | D F |  | D P | D P | D P
.1.3.6.1.4.1.9.1.195 | Router | CISCO | 2613 | Cisco Internetwork Operating System Software \X0D\X0AIOS (tm) C2600 Software (C2600-IK9S-M) Version 12.2(19a) RELEASE SOFTWARE (fc2)\X0D\X0ACopyright (c) 1986-2003 by cisco Systems Inc.\X0D\X0ACompiled Tue 30-Sep-03 03:30 by pwade | IP-6.0 | D P F |  | D F | D F | D F |  |  | Yes |  |  |  | D F |  | D F |  | D P | D P | D
.1.3.6.1.4.1.9.1.695 | Switch | CISCO | C2960-48TC | Cisco IOS Software C2960 Software (C2960-LANBASEK9-M) Version 12.2(40)SE RELEASE SOFTWARE (fc3)\X0D\X0ACopyright (c) 1986-2007 by Cisco Systems Inc.\X0D\X0ACompiled Fri 24-Aug-07 01:55 by myl | IP-6.5.3 | D P F | D P F | D F | D F | D F |  | D | Yes |  |  |  | D F | D F | D F |  | D P | D P | D P
.1.3.6.1.4.1.9.1.1353 | LoadBalancer | CISCO | OE594 | Cisco Wide Area Application Services Software Hardware Version: oe594-4.4.3.4 Cisco Wide Area Application Services (universal-k9) Software Release 4.4.3 (build b4 Aug 22 2011) | IP-9.1/IP-8.1.3 | D P F |  |  | D F | D F |  |  | Yes | [7 empty] | D P | D P | D | D F | D
.1.3.6.1.4.1.9.5.50 | Switch | CISCO | Catalyst 6513 | Cisco Systems WS-C6513\X0ACisco Catalyst Operating System Software Version 8.1(3)\X0ACopyright (c) 1995-2003 by Cisco Systems\X0A | IP-6.0 | D P F | D P F | D F | D F | D F |  | D | Yes |  |  |  | D F | D F | D F |  | D P | D P | D P
.1.3.6.1.4.1.9.5.62 | Switch | CISCO | 2948G-GE-TX | Cisco Systems Inc. WS-C2948G-GE-TX\X0ACisco Catalyst Operating System Software Version 8.3(2)GLX\X0ACopyright (c) 1995-2004 by Cisco Systems Inc.\X0A | IP-6.2 | D P F | D P F | D F | D F | D F |  | D | Yes |  |  |  | D F | D F | D F |  | D P | D P | D P
.1.3.6.1.4.1.9.1.957 | Host | CISCO | WAE674A | Cisco Wide Area Application Services Software Hardware Version: oe674-4.1.1b.15 Cisco Wide Area Application Services Software Software Release 4.1.1b (build b15 Oct 10 2008) | IP-6.5.3.10 | D P F |  |  | D F | D F |  |  | Yes | [7 empty] | D P | D P | D | D F | D P
.1.3.6.1.4.1.9.1.489 | Switch | CISCO | C2955C-12 | Cisco Internetwork Operating System Software \X0D\X0AIOS (tm) C2955 Software (C2955-I6Q4L2-M) Version 12.1(22)EA9 RELEASE SOFTWARE (fc1)\X0D\X0ACopyright (c) 1986-2006 by cisco Systems Inc.\X0D\X0ACompiled Fri 01-Dec-06 18:09 by weiliu | IP-6.0 | D P F | D P F |  | D F | D F | D | D | Yes |  |  |  | D F |  | D F |  | D P | D P | D
.1.3.6.1.4.1.9.1.436 | Router | CISCO | C3745 | Cisco Internetwork Operating System Software \X0D\X0AIOS (tm) 3700 Software (C3745-JK9S-M) Version 12.3(12e) RELEASE SOFTWARE (fc2)\X0D\X0ATechnical Support: http://www.cisco.com/techsupport\X0D\X0ACopyright (c) 1986-2005 by cisco Systems Inc.\X0D\X0ACompiled Wed 24-Aug-05 06 | IP-7.0.2 | D P F |  | D F | D F | D F |  |  | Yes | D |  |  | D F | D F | D F |  | D P | D P | D
.1.3.6.1.4.1.9.1.427 | Switch | CISCO | C2950G-12 | Cisco Internetwork Operating System Software \X0D\X0AIOS (tm) C2950 Software (C2950-I6Q4L2-M) Version 12.1(13)EA1b RELEASE SOFTWARE (fc1)\X0D\X0ACopyright (c) 1986-2003 by cisco Systems Inc.\X0D\X0ACompiled Tue 15-Apr-03 12:25 by yenanh | IP-6.0 | D P F | D P F | D | D F | D F |  | D | Yes | [7 empty] | D P | D P | D
.1.3.6.1.4.1.9.1.837 | Router | CISCO | 881 | Cisco IOS Software C880 Software (C880DATA-UNIVERSALK9-M) Version 15.0(1)M2 RELEASE SOFTWARE (fc2)\X0D\X0ATechnical Support: http://www.cisco.com/techsupport\X0D\X0ACopyright (c) 1986-2010 by Cisco Systems Inc.\X0D\X0ACompiled Thu 11-Mar-10 04:21 by prod_rel_team | IP-8.1.1.1 | D P F |  | D F | D F | D F |  | D | No | D |  |  |  | D F | D F |  | D P | D P | D
.1.3.6.1.2.1.47.1.1.1.1.13.1 | Firewall | CISCO | SecureAcessControlSystem5.1 | Cisco Secure Access Control System 5.1 | IP-9.1/IP-8.1.4 | D P F |  |  | D F | D F |  |  | No | [7 empty] | D P | D P | D |  | D
.1.3.6.1.4.1.9.1.1752 | Switch | CISCO | C2960P-24TC-L | Cisco IOS Software C2960 Software (C2960-LANBASEK9-M) Version 15.0(2)SE5 RELEASE SOFTWARE (fc1)\X0D\X0ATechnical Support: http://www.cisco.com/techsupport\X0D\X0ACopyright (c) 1986-2013 by Cisco Systems Inc.\X0D\X0ACompiled Fri 25-Oct-13 13:34 by prod_rel_team | IP-9.4 | D P F | D P F | D F | D F | D F | D | D | Yes |  |  |  | D F | D F |  |  | D P | D P | D P
.1.3.6.1.4.1.9.1.1250 | Switch | CISCO | ME3600X-24FS-M | Cisco IOS Software ME360x Software (ME360x-UNIVERSALK9-M) Version 12.2(52)EY2a RELEASE SOFTWARE (fc1)\X0D\X0ATechnical Support: http://www.cisco.com/techsupport\X0D\X0ACopyright (c) 1986-2011 by Cisco Systems Inc.\X0D\X0ACompiled Tue 19-Jul-11 02:41 by prod_rel_team | IP-9.1/IP-8.1.4 | D P F | D P F |  | D F | D F |  | D | Yes |  |  |  | D F | D F | D F |  | D P | D P | D
.1.3.6.1.4.1.9.1.1380 | Router | CISCO | C819G-V-K9 | Cisco IOS Software C800 Software (C800-UNIVERSALK9-M) Version 15.1(4)M3 RELEASE SOFTWARE (fc1)\X0D\X0ATechnical Support: http://www.cisco.com/techsupport\X0D\X0ACopyright (c) 1986-2011 by Cisco Systems Inc.\X0D\X0ACompiled Tue 06-Dec-11 23:54 by prod_rel_team | IP-9.1/IP-8.1.4 | D P F |  | D F | D F | D |  | D | Yes | [5 empty] | D F |  | D P | D P | D
.1.3.6.1.4.1.9.1.1273 | Router | CISCO | 886Va | Cisco IOS Software C880 Software (C880DATA-UNIVERSALK9-M) Experimental Version 15.1(20100426:193435) [changahn-RAIDERS_DEV2_20100426 103]\X0D\X0ACopyright (c) 1986-2010 by Cisco Systems Inc.\X0D\X0ACompiled Mon 26-Apr-10 12:35 by changahn | IP-9.0/8.1.3 | D P F |  | D F | D F | D F |  |  | Yes |  |  |  |  | D F | D F |  | D P | D P | D
.1.3.6.1.4.1.9.1.497 | Router | CISCO | 831 | Cisco IOS Software C831 Software (C831-K9O3SY6-M) Version 12.4(13b) RELEASE SOFTWARE (fc3)\X0D\X0ATechnical Support: http://www.cisco.com/techsupport\X0D\X0ACopyright (c) 1986-2007 by Cisco Systems Inc.\X0D\X0ACompiled Wed 25-Apr-07 05:46 by prod_rel_team | IP-7.0.2 | D P F |  | D F | D F | D F |  |  | Yes | [7 empty] | D P | D P | D
.1.3.6.1.4.1.9.1.467 | Router | CISCO | 2611XM | Cisco Internetwork Operating System Software \X0D\X0AIOS (tm) C2600 Software (C2600-IK9O3S-M) Version 12.3(6) RELEASE SOFTWARE (fc3)\X0D\X0ACopyright (c) 1986-2004 by cisco Systems Inc.\X0D\X0ACompiled Wed 11-Feb-04 19:24 by kellythw | IP-6.0 | D P F |  | D F | D F | D F |  |  | Yes | D |  |  | D F |  | D F |  | D P | D P | D
.1.3.6.1.4.1.9.1.818 | WirelessController | CISCO | NMEWLC8 | Cisco Controller | IP-9.2 | D P F |  |  | D F | D F |  | D | Yes |  |  |  | D F |  | D F |  | D P | D P | D
.1.3.6.1.4.1.9.1.915 | Firewall | CISCO | ciscoASA5580sc | Cisco Adaptive Security Appliance Version 8.2(3) | IP-9.0/8.1.3 | D P F |  |  | D F | D F |  |  | No | [7 empty] | D P | D P | D
.1.3.6.1.4.1.9.1.218 | Switch | CISCO | 2924C-XL-V | Cisco Internetwork Operating System Software \X0D\X0AIOS (tm) C2900XL Software (C2900XL-C3H2S-M) Version 12.0(5)WC3 RELEASE SOFTWARE (fc1)\X0D\X0ACopyright (c) 1986-2002 by cisco Systems Inc.\X0D\X0ACompiled Mon 04-Feb-02 06:13 by devgoyal | IP-7.0 | D P F | D P F |  | D F | D F | D | D | Yes | [7 empty] | D P | D P
.1.3.6.1.4.1.9.1.1043 | Router | CISCO | C2951 | Cisco IOS Software C2951 Software (C2951-UNIVERSALK9-M) Version 12.4(24.6)PI11i PI11 ENGINEERING WEEKLY BUILD synced to V124_24_6_T9\X0D\X0ACopyright (c) 1986-2009 by Cisco Systems Inc.\X0D\X0ACompiled Mon 01-Jun-09 10:35 by pallavik | IP-7.0.3.18 | D P F |  | D F | D F | D F |  | D | Yes |  |  |  | D F | D F | D F | D F | D P | D P | D
.1.3.6.1.4.1.9.1.110 | Router | CISCO | C3640 | Cisco Internetwork Operating System Software \X0D\X0AIOS (tm) 3600 Software (C3640-JS-M) Version 12.1(19) RELEASE SOFTWARE (fc1)\X0D\X0ACopyright (c) 1986-2003 by cisco Systems Inc.\X0D\X0ACompiled Tue 04-Mar-03 01:50 by kellythw | IP-9.0/8.1.3 | D P F |  | D F | D F | D F |  |  | Yes |  |  |  | D F |  | D F |  | D P | D P | D
.1.3.6.1.4.1.9.1.220 | Switch | CISCO | 2924M-XL | Cisco Internetwork Operating System Software \X0D\X0AIOS (tm) C2900XL Software (C2900XL-H2-M) Version 11.2(8.2)SA6 MAINTENANCE INTERIM SOFTWARE\X0D\X0ACopyright (c) 1986-1999 by cisco Systems Inc.\X0D\X0ACompiled Wed 23-Jun-99 17:56 by boba | IP-7.0 | D P F | D F | D F | D F | D F |  |  | Yes | [7 empty] | D P | D P | D P
.1.3.6.1.4.1.9.1.1274 | Router | CISCO | 887VA | Cisco IOS Software C880 Software (C880DATA-UNIVERSALK9-M) Experimental Version 15.1(20100426:193435) [changahn-RAIDERS_DEV2_20100426 103]\X0D\X0ACopyright (c) 1986-2010 by Cisco Systems Inc.\X0D\X0ACompiled Mon 26-Apr-10 12:35 by changahn | IP-9.0/8.1.3 | D P F |  | D F | D F | D F |  |  | Yes |  |  |  |  | D F | D F |  | D P | D P | D
.1.3.6.1.4.1.9.1.624 | Switch | CISCO | 3750-24TS-1U-24 | Cisco IOS Software C3750 Software (C3750-ADVIPSERVICESK9-M) Version 12.2(25)SEC1 RELEASE SOFTWARE (fc1)\X0D\X0ACopyright (c) 1986-2005 by Cisco Systems Inc.\X0D\X0ACompiled Fri 29-Jul-05 22:36 by yenanh | IP-6.5.2 | D P F | D P F | D F | D F | D F | D | D | Yes |  |  |  | D F | D F | D F |  | D P | D P | D P
.1.3.6.1.4.1.9.1.1441 | Router | CISCO | ASR903 | Cisco IOS Software IOS-XE Software (PPC_LINUX_IOSD-UNIVERSALK9_NPE-M) Version 15.2(4)S1a RELEASE SOFTWARE (fc1)\X0D\X0ATechnical Support: http://www.cisco.com/techsupport\X0D\X0ACopyright (c) 1986-2012 by Cisco Systems Inc.\X0D\X0ACompiled Thu 11-Oct-12 19:28 by mcpre | IP-9.2.1 | D P F |  | D F | D F | D F |  |  | Yes |  |  |  | D F | D F | D F | D F | D P | D P | D
.1.3.6.1.4.1.9.1.730 | LoadBalancer | CISCO | ACE10-6500-K9 | Application Control Engine Service Module | IP-7.0.2 | D F |  |  | D F | D F |  |  | No | [7 empty] | D P |  | D
.1.3.6.1.4.1.9.1.1606 | Switch | CISCO | WS-4500X-32 | Cisco IOS Software IOS-XE Software Catalyst 4500 L3 Switch Software (cat4500e-UNIVERSALK9-M) Version 03.03.00.SG RELEASE SOFTWARE (fc3)\X0D\X0ATechnical Support: http://www.cisco.com/techsupport\X0D\X0ACopyright (c) 1986-2012 by Cisco Systems Inc.\X0D\X0ACompiled Sun 1 | IP-9.1/IP-8.1.4 | D P F | D P F | D F | D F | D F | D | D | Yes | D |  |  | D F | D F | D F |  | D P | D P | D
.1.3.6.1.4.1.9.1.472 | Switch | CISCO | C2950G-24-DC | Cisco Internetwork Operating System Software \X0D\X0AIOS (tm) C2950 Software (C2950-I6Q4L2-M) Version 12.1(22)EA1 RELEASE SOFTWARE (fc1)\X0D\X0ACopyright (c) 1986-2004 by cisco Systems Inc.\X0D\X0ACompiled Mon 12-Jul-04 08:18 by madison | IP-6.0 | D P F | D P F | D | D F | D F | D | D | Yes | [7 empty] | D P | D P | D
.1.3.6.1.4.1.9.1.1046 | Router | CISCO | C2900 | Cisco IOS Software C2900 Software (C2900-UNIVERSALK9-M) Version 15.1(4)M6 RELEASE SOFTWARE (fc2)\X0D\X0ATechnical Support: http://www.cisco.com/techsupport\X0D\X0ACopyright (c) 1986-2013 by Cisco Systems Inc.\X0D\X0ACompiled Thu 14-Feb-13 05:09 by prod_rel_team | IP-7.0.3.20 | D P F | D P F | D F | D F | D F |  | D | Yes |  |  |  | D F | D F | D F | D F | D P | D P | D
.1.3.6.1.4.1.9.5.35 | Switch | CISCO | 2926 | Catalyst 2900 | IP-6.0 | D P F |  | D F | D F | D F |  |  | Yes |  |  |  | D F | D F | D F |  | D P | D P | D P
.1.3.6.1.4.1.9.1.694 | Switch | CISCO | 2960-24TC | Cisco IOS Software C2960 Software (C2960-LANBASEK9-M) Version 12.2(35)SE RELEASE SOFTWARE (fc2)\X0D\X0ACopyright (c) 1986-2006 by Cisco Systems Inc.\X0D\X0ACompiled Sun 03-Dec-06 14:28 by yenanh | IP-7.0.3 | D P F | D P F | D F | D F | D F | D | D | Yes |  |  |  | D F | D F |  |  | D P | D P | D P
.1.3.6.1.4.1.9.1.416 | Router | CISCO | 1760(V) | Cisco Internetwork Operating System Software \X0D\X0AIOS (tm) C1700 Software (C1700-Y-M) Version 12.3(12e) RELEASE SOFTWARE (fc2)\X0D\X0ATechnical Support: http://www.cisco.com/techsupport\X0D\X0ACopyright (c) 1986-2005 by cisco Systems Inc.\X0D\X0ACompiled Wed 24-Aug-05 14:3 | IP-6.0 | D P F |  | D F | D F | D |  |  | Yes | [7 empty] | D P | D P | D
.1.3.6.1.4.1.9.1.689 | Router | CISCO | C3270 | Cisco IOS Software C3270 Software (C3270-ADVENTERPRISEK9-M) Version 12.4(15)T13 RELEASE SOFTWARE (fc3)\X0D\X0ATechnical Support: http://www.cisco.com/techsupport\X0D\X0ACopyright (c) 1986-2010 by Cisco Systems Inc.\X0D\X0ACompiled Wed 07-Apr-10 12:18 by prod_rel_team | IP-8.1.1.1 | D P F |  | D F | D F | D F |  | D | No | [5 empty] | D F |  | D P | D P | D
.1.3.6.1.4.1.9.1.867 | Host | CISCO | AIM2-CUE | Cisco Unity Express (AIM2-CUE) | IP-9.1/IP-8.1.4 | D P F |  |  | D F | D F |  |  | No | [7 empty] | D P
.1.3.6.1.4.1.9.1.599 | Switch | CISCO | WLSM 6500 | \X0D\X0ACisco IOS Software SVCWLAN Software (SVCWLAN-K9W7Y9-M) Version 12.3(4)JA RELEASE SOFTWARE (fc2)\X0D\X0ATechnical Support: http://www.cisco.com/techsupport\X0D\X0ACopyright (c) 1986-2005 by Cisco Systems Inc.\X0D\X0ACompiled Thu 31-Mar-05 18:13 by pwade | IP-6.5.2 | D P F |  |  | D F | D F |  |  | No | [9 empty] | D
.1.3.6.1.4.1.9.5.36 | Switch | CISCO | Catalyst wsc5509 | Cisco Systems WS-C5509\X0ACisco Catalyst Operating System Software Version 6.3(3)\X0ACopyright (c) 1995-2001 by Cisco Systems\X0A | IP-6.0 | D P F | D P F | D F | D F | D F |  | D | Yes |  |  |  | D F | D F | D F |  | D P | D P | D P
.1.3.6.1.4.1.9.9.368.4.6 | Switch | CISCO | CSS 11506 | Content Switch SW Version 07.40.2.04 with SNMPv1/v2c Agent | IP-6.2.3 | D F | D F | D F | D F | D F |  |  | No | [7 empty] | D P | D P | D
.1.3.6.1.4.1.9.1.1350 | Router | CISCO | WAE-7571-K9-WAAS | Cisco Wide Area Application Services Software Hardware Version: oe7571-4.4.5b.2 Cisco Wide Area Application Services (universal-k9) Software Release 4.4.5b (build b2 Apr 21 2012) | IP-9.1/IP-8.1.4 | D P F |  |  | D F | D F |  |  | Yes | [7 empty] | D P | D P | D | D F | D
.1.3.6.1.4.1.9.1.949 | Switch | CISCO | Catalyst CBS3130 Switch Stack | Cisco IOS Software CBS31X0 Software (CBS31X0-UNIVERSAL-M) Version 12.2(40)EX1 RELEASE SOFTWARE (fc1)\X0D\X0ACopyright (c) 1986-2007 by Cisco Systems Inc.\X0D\X0ACompiled Wed 12-Dec-07 18:05 by myl | IP-7.0.3.7 | D P F | D P F | D F | D F | D F |  | D | Yes |  |  |  | D F | D F | D F |  | D P | D P | D P
.1.3.6.1.4.1.9.1.1408 | Firewall | CISCO | ASA5525 | Cisco Adaptive Security Appliance Version 9.1(2) | IP-9.4.2 | D P F |  |  | D F | D F |  |  | No | [7 empty] | D P | D P | D
.1.3.6.1.4.1.9.1.1044 | Router | CISCO | C2900 | Cisco IOS Software C2900 Software (C2900-UNIVERSALK9-M) Version 15.0(1)M2 RELEASE SOFTWARE (fc2)\X0D\X0ATechnical Support: http://www.cisco.com/techsupport\X0D\X0ACopyright (c) 1986-2010 by Cisco Systems Inc.\X0D\X0ACompiled Thu 11-Mar-10 00:04 by prod_rel_team | IP-8.1.2 | D P F |  | D F | D F | D F |  | D | Yes |  |  |  | D F | D F | D F | D F | D P | D P | D
.1.3.6.1.4.1.9.1.590 | Router | CISCO | 12006 GSR | Cisco IOS XR Software (Cisco 12006/PRP) Version 3.5.1[00]\X0D\X0ACopyright (c) 2007 by Cisco Systems Inc. | IP-7.0.3 | D P F |  | D F | D F | D F |  |  | Yes |  |  |  | D F |  | D F | D F | D P | D P | D
.1.3.6.1.4.1.9.1.1317 | Switch | CISCO | cat3560cG8PC | Cisco IOS Software C3560C Software (C3560c405ex-UNIVERSALK9-M) Version 12.2(55.0.44)SK TEST ENGINEERING ESTG_WEEKLY BUILD synced to V122_55_1_SE\X0D\X0ACopyright (c) 1986-2011 by Cisco Systems Inc.\X0D\X0ACompiled Wed 26-Jan-11 14:36 by antonino | IP-9.0/8.1.3 | D P F | D P F | D F | D F | D F | D | D | Yes |  |  |  | D F | D F | D F |  | D P | D P | D P
.1.3.6.1.4.1.9.1.1513 | Host | CISCO | UCS-C210-M2 | Cisco Integrated Management Controller(CIMC) [UCS C210 M2\X0A] Firmware Version 1.4(1a) Copyright (c) 2008-2011 Cisco Systems Inc. | IP-8.1.3 | D P F |  |  | D F | D F |  |  | No
.1.3.6.1.4.1.9.1.1934 | Switch | CISCO | C6880x | Cisco IOS Software c6880x Software (c6880x-IPSERVICESK9-M) Version 15.1(2)SY2 RELEASE SOFTWARE (fc3)\X0D\X0ATechnical Support: http://www.cisco.com/techsupport\X0D\X0ACopyright (c) 1986-2014 by Cisco Systems Inc.\X0D\X0ACompiled Wed 26-Feb-14 15:30 by prod_rel_team | IP-9.4 | D P F | D P F | D F | D F | D F |  | D | Yes |  |  |  | D F | D F | D F |  | D P | D P | D P
.1.3.6.1.4.1.9.1.864 | Router | CISCO | 7609S | Cisco IOS Software c7600rsp72043_rp Software (c7600rsp72043_rp-ADVIPSERVICESK9-M) Version 12.2(33)SRE3 RELEASE SOFTWARE (fc1)\X0D\X0ATechnical Support: http://www.cisco.com/techsupport\X0D\X0ACopyright (c) 1986-2011 by Cisco Systems Inc.\X0D\X0ACompiled Tue 25-Jan-11 1 | IP-9.1/IP-8.1.4 | D P F |  |  | D F | D |  | D | Yes | [9 empty] | D
.1.3.6.1.4.1.9.1.1364 | Switch | CISCO | C2960C-8TC-S | Cisco IOS Software C2960C Software (C2960c405-UNIVERSALK9-M) Version 12.2(55)EX3 RELEASE SOFTWARE (fc2)\X0D\X0ATechnical Support: http://www.cisco.com/techsupport\X0D\X0ACopyright (c) 1986-2011 by Cisco Systems Inc.\X0D\X0ACompiled Wed 10-Aug-11 06:40 by prod_rel_team | IP-9.2.2 | D P F | D P F | D F | D F | D F | D | D | Yes |  |  |  | D F | D F | D F |  | D P | D P | D P
.1.3.6.1.4.1.9.1.737 | Switch | CISCO | ME340x | Cisco IOS Software ME340x Software (ME340x-METROBASE-M) Version 12.2(25)EX RELEASE SOFTWARE (fc1)\X0D\X0ACopyright (c) 1986-2005 by Cisco Systems Inc.\X0D\X0ACompiled Fri 28-Oct-05 18:56 by myl | IP-7.0 | D P F | D P F | D F | D F | D F |  | D | Yes |  |  |  | D F | D F | D F |  | D P | D P | D P
.1.3.6.1.4.1.9.1.1852 | Router | CISCO | C881-K9 | Cisco IOS Software C800 Software (C800-UNIVERSALK9-M) Version 15.3(3)M4 RELEASE SOFTWARE (fc2)\X0D\X0ATechnical Support: http://www.cisco.com/techsupport\X0D\X0ACopyright (c) 1986-2014 by Cisco Systems Inc.\X0D\X0ACompiled Wed 24-Sep-14 08:39 by prod_rel_team | IP-9.4.1 | D P F | D P F | D F | D F | D F |  | D | Yes |  |  |  | D F |  | D F |  | D P | D P | D
.1.3.6.1.4.1.9.12.3.1.3.1106 | Switch | CISCO | Nexus-C3048TP1GE | Cisco NX-OS(tm) n3000 Software (n3000-uk9) Version 5.0(3)U2(2c) RELEASE SOFTWARE Copyright (c) 2002-2011 by Cisco Systems Inc. Device Manager Version 5.2(1) Compiled 1/26/2012 0:00:00 | IP-9.1/IP-8.1.4 | D P F | D P F | D F | D F | D F | D | D | Yes |  |  |  | D F | D F | D F |  | D P | D P | D
.1.3.6.1.4.1.9.1.1409 | Firewall | CISCO | ASA5545 | Cisco Adaptive Security Appliance Version 8.6(1)6 | IP-9.2.1 | D P F |  |  | D F | D F |  |  | No | [7 empty] | D P | D P | D
.1.3.6.1.4.1.9.1.289 | Router | CISCO | 7513Z | Cisco Internetwork Operating System Software \X0D\X0AIOS (tm) RSP Software (RSP-JSV-M) Version 12.1(21) RELEASE SOFTWARE (fc1)\X0D\X0ACopyright (c) 1986-2003 by cisco Systems Inc.\X0D\X0ACompiled Mon 18-Aug-03 19:52 by kellythw | IP-6.0 | D P F |  | D F | D F | D F |  |  | Yes | D |  |  | D F | D F | D F | D F | D P | D P | D
.1.3.6.1.4.1.9.1.896 | VirtualSwitchSystem | CISCO | WSC6513 | Cisco IOS Software s72033_rp Software (s72033_rp-IPSERVICESK9_WAN-M) Version 12.2(33)SXI4a RELEASE SOFTWARE (fc2)\X0D\X0ATechnical Support: http://www.cisco.com/techsupport\X0D\X0ACopyright (c) 1986-2010 by Cisco Systems Inc.\X0D\X0ACompiled Fri 16-Jul-10 19:51 by prod | IP-9.1/IP-8.1.3 | D P F | D P F |  | D F | D F |  |  | Yes | [7 empty] | D P | D P | D
.1.3.6.1.4.1.9.12.3.1.3.1467 | Switch | CISCO | Nexus-9508 | Cisco NX-OS(tm) n9000 Software (n9000-dk9) Version 6.1(2)I1(1) Interim version 6.1(2)I1(0.326) RELEASE SOFTWARE Copyright (c) 2002-2013 by Cisco Systems Inc. Compiled 10/24/2013 19:00:00 | IP-9.3 | D P F | D P F | D F | D F | D F |  |  | Yes |  |  |  | D F | D F | D F |  | D P | D P | D
.1.3.6.1.4.1.9.1.438 | Router | CISCO | ESR 10008 | Cisco IOS Software 10000 Software (C10K2-K91P11U2-M) Version 12.2(28)SB4 RELEASE SOFTWARE (fc2)\X0D\X0ATechnical Support: http://www.cisco.com/techsupport\X0D\X0ACopyright (c) 1986-2006 by Cisco Systems Inc.\X0D\X0ACompiled Wed 30-Aug-06 14:38 by richv | IP-7.0.2 | D P F |  | D F | D F | D |  |  | Yes |  |  |  | D F | D F | D F |  | D P | D P | D
.1.3.6.1.4.1.9.1.583 | Host | CISCO | MCS-7825H | Hardware:7825H3 1 Intel(R) Xeon(R) CPU 3050 @ 2.13GHz 2048 MB Memory: Software:UCOS 3.0.0.0-37 | IP-6.2.2 | D P F |  |  | D F | D F |  |  | Yes | [7 empty] | D P | D P | D | D F | D P
.1.3.6.1.4.1.9.1.1231 | Router | CISCO | ACE30K9 | Application Control Engine Service Module | IP-9.1/IP-8.1.4 | D F |  | D F | D F | D F |  |  | Yes | [7 empty] | D P |  | D
.1.3.6.1.4.1.2496.1.1 | Switch | CISCO | Cisco PGW 2200 | SNMPv3 agent from Cisco Systems Inc. | IP-6.5.3.15 | D F |  |  | D F | D F |  |  | No | [7 empty] | D P | D P | D | D F | D
.1.3.6.1.4.1.9.12.3.1.3.899 | Switch | CISCO | UCS 6140XP | Cisco NX-OS(tm) ucs Software (ucs-6100-k9-system) Version 4.1(3)N2(1.3i) RELEASE SOFTWARE Copyright (c) 2002-2009 by Cisco Systems Inc. Compiled 7/15/2010 0:00:00 | IP-9.0/8.1.3 |  | D P F | D F | D F | D F |  | D | Yes |  |  |  | D F | D F | D F |  | D P |  | D
.1.3.6.1.4.1.9.5.51 | Switch | CISCO | 2980G-A | Cisco Systems Inc. WS-C2980G-A\X0ACisco Catalyst Operating System Software Version 7.6(14)\X0ACopyright (c) 1995-2005 by Cisco Systems Inc.\X0A | IP-6.0 | D P F | D P F | D F | D F | D F | D | D | Yes |  |  |  | D F | D F | D F |  | D P | D P | D P
.1.3.6.1.4.1.9.1.450 | Firewall | CISCO | PIX Firewall 506E | Cisco PIX Firewall Version 6.3(5)\X0A | IP-6.0 | D F |  |  | D F | D F |  |  | Yes | [7 empty] | D P | D P | D
.1.3.6.1.4.1.9.1.852 | Router | CISCO | 888 | Cisco IOS Software C880 Software (C880DATA-UNIVERSALK9-M) Version 12.4(15)XZ RELEASE SOFTWARE (fc2)\X0D\X0ATechnical Support: http://www.cisco.com/techsupport\X0D\X0ACopyright (c) 1986-2008 by Cisco Systems Inc.\X0D\X0ACompiled Sat 12-Apr-08 00:42 by prod_rel_team | IP-7.0.3.7 | D P F |  | D F | D F | D F |  |  | Yes |  |  |  |  | D F | D F |  | D P | D P | D
.1.3.6.1.4.1.9.1.2093 | Router | CISCO | CISCO-4321-ISR | Cisco IOS Software ISR Software (X86_64_LINUX_IOSD-UNIVERSALK9-M) Version 15.4(3)S3 RELEASE SOFTWARE (fc1)\X0D\X0ATechnical Support: http://www.cisco.com/techsupport\X0D\X0ACopyright (c) 1986-2015 by Cisco Systems Inc.\X0D\X0ACompiled Thu 28-May-15 15:58 by mcpre | IP-9.4.2 | D P F |  | D F | D F | D |  | D | Yes |  |  |  | D F |  | D F | D F | D P | D P | D
.1.3.6.1.4.1.9.1.17 | Router | CISCO | 2501 | Cisco Internetwork Operating System Software \X0D\X0AIOS (tm) 2500 Software (C2500-I-L) Version 11.2(17)P RELEASE SOFTWARE (fc1) \X0D\X0ACopyright (c) 1986-1999 by cisco Systems Inc.\X0D\X0ACompiled Tue 12-Jan-99 12:24 by pwade | IP-7.0 | D P F |  | D F | D F | D F |  |  | Yes | [7 empty] | D P | D P | D
.1.3.6.1.4.1.9.12.3.1.3.1626 | Switch | CISCO | Nexus 9372PX | Cisco NX-OS(tm) n9000 Software (n9000-dk9) Version 7.0(3)I1(3) RELEASE SOFTWARE Copyright (c) 2002-2013 by Cisco Systems Inc. Compiled 8/21/2015 2:00:00 | IP-9.4.2 | D P F | D P F | D F | D F | D F |  | D | Yes |  |  |  | D F | D F | D F | D F | D P | D P | D
.1.3.6.1.4.1.9.1.563 | Switch | CISCO | 3560-24PS | Cisco IOS Software C3560 Software (C3560-IPBASE-M) Version 12.2(25)SEE2 RELEASE SOFTWARE (fc1)\X0D\X0ACopyright (c) 1986-2006 by Cisco Systems Inc.\X0D\X0ACompiled Fri 28-Jul-06 07:19 by yenanh | IP-6.2.1 | D P F | D P F | D F | D F | D F | D | D | Yes |  |  |  | D F | D F | D F |  | D P | D P | D P
.1.3.6.1.4.1.9.1.1257 | Switch | CISCO | WS-C2960S-24TS-S | Cisco IOS Software C2960X Software (C2960X-UNIVERSAL-M) Version 12.2(300.0.16)SE TEST ENGINEERING ESTG_WEEKLY BUILD synced to V122_53_1_SE\X0D\X0ACopyright (c) 1986-2009 by Cisco Systems Inc.\X0D\X0ACompiled Fri 06-Nov-09 02:43 by weiliu | IP-9.1/IP-8.1.4 | D P F | D P F | D F | D F | D F | D | D | Yes |  |  |  | D F | D F | D F |  | D P | D P | D P
.1.3.6.1.4.1.9.1.313 | Router | CISCO | AS5350 | Cisco IOS Software 5350 Software (C5350-IS-M) Version 12.3(11)T RELEASE SOFTWARE (fc2)\X0D\X0ATechnical Support: http://www.cisco.com/techsupport\X0D\X0ACopyright (c) 1986-2004 by Cisco Systems Inc.\X0D\X0ACompiled Sat 18-Sep-04 18:58 by eaarmas | IP-6.0 | D P F |  | D F | D F | D F |  |  | Yes |  |  |  | D F | D F | D F | D F | D P | D P | D
.1.3.6.1.4.1.9.1.1879 | Switch | CISCO | C3850-24S-E | Cisco IOS Software IOS-XE Software Catalyst L3 Switch Software (CAT3K_CAA-UNIVERSALK9-M) Version 03.03.04SE RELEASE SOFTWARE (fc3)\X0D\X0ATechnical Support: http://www.cisco.com/techsupport\X0D\X0ACopyright (c) 1986-2014 by Cisco Systems Inc.\X0D\X0ACompiled Fri 29-Aug | IP-9.4.1 | D P F | D P F | D F | D F | D F | D | D | Yes |  |  |  | D F | D F | D F |  | D P | D P | D
.1.3.6.1.4.1.9.1.512 | Switch | CISCO | 3750-Stack | Cisco IOS Software C3750 Software (C3750-ADVIPSERVICESK9-M) Version 12.2(25)SEC2 RELEASE SOFTWARE (fc1)\X0D\X0ACopyright (c) 1986-2005 by Cisco Systems Inc.\X0D\X0ACompiled Wed 31-Aug-05 10:26 by antonino | IP-6.5.2 | D P F | D P F | D F | D F | D F | D | D | Yes |  |  |  | D F | D F |  |  | D P | D P | D
.1.3.6.1.4.1.9.12.3.1.3.1107 | Switch | CISCO | Nexus-C3016Q40GE | Cisco NX-OS(tm) n3000 Software (n3000-uk9) Version 5.0(3)U2(2c) RELEASE SOFTWARE Copyright (c) 2002-2011 by Cisco Systems Inc. Device Manager Version 5.2(1) Compiled 1/26/2012 0:00:00 | IP-9.1/IP-8.1.4 | D P F | D P F | D F | D F | D F |  | D | Yes | D |  |  | D F | D F | D F |  | D P | D P | D
.1.3.6.1.4.1.9.1.985 | Host | CISCO | WAE574 | Cisco Wide Area Application Services Software Hardware Version: oe574-4.1.1a.10 Cisco Wide Area Application Services Software Software Release 4.1.1a (build b10 Sep 10 2008) | IP-6.5.3 | D P F |  |  | D F | D F |  |  | Yes | [7 empty] | D P | D P | D | D F | D P
.1.3.6.1.4.1.9.1.1139 | Router | CISCO | Cisco887VSRST | Cisco IOS Software C880 Software (C880VOICE-UNIVERSALK9-M) Version 12.4(24.6)PI11v PI11 ENGINEERING WEEKLY BUILD synced to V124_24_6_T9\X0D\X0ACopyright (c) 1986-2009 by Cisco Systems Inc.\X0D\X0ACompiled Thu 27-Aug-09 09:52 by pallavik | IP-9.1/IP-8.1.4 | D P F |  | D F | D F | D F |  |  | Yes |  |  |  |  | D F | D F |  | D P | D P | D
.1.3.6.1.4.1.9.1.670 | Firewall | CISCO | ASA 5520 | Cisco Adaptive Security Appliance Version 8.2(5) | IP-9.2 | D P F |  |  | D F | D F |  |  | Yes | [7 empty] | D P | D P | D
.1.3.6.1.4.1.6203.3 | Switch | CISCO | TOPSPIN SFS3012 | Topspin-360 TopspinOS 2.4.0 releng #107 10/04/2005 18:35:51 | IP-6.5.3 | D F | D F | D F | D F | D F |  |  | No |  |  |  | D F | D F | D F |  |  |  | D
.1.3.6.1.4.1.9.1.724 | Switch | CISCO | 500-24TT | Cisco IOS Software CE500 Software (CE500-LANBASE-M) Version 12.2(25)FY RELEASE SOFTWARE (fc3)\X0D\X0ACopyright (c) 1986-2005 by Cisco Systems Inc.\X0D\X0ACompiled Fri 09-Sep-05 11:49 by antonino | IP-7.0.2 | D P F | D P F |  | D F | D F | D | D | Yes |  |  |  | D F | D F | D F |  | D P | D P | D
.1.3.6.1.4.1.9.1.603 | Switch | CISCO | 3750-48PS-48 | Cisco IOS Software C3750 Software (C3750-IPBASE-M) Version 12.2(25)SEB2 RELEASE SOFTWARE (fc1)\X0D\X0ACopyright (c) 1986-2005 by Cisco Systems Inc.\X0D\X0ACompiled Wed 08-Jun-05 01:19 by yenanh | IP-6.5.2 | D P F | D P F | D F | D F | D F | D | D | Yes |  |  |  | D F | D F | D F |  | D P | D P | D P
.1.3.6.1.4.1.9.1.414 | Router | CISCO | C3725 | Cisco IOS Software 3700 Software (C3725-ADVIPSERVICESK9-M) Version 12.3(11)T2 RELEASE SOFTWARE (fc1)\X0D\X0ATechnical Support: http://www.cisco.com/techsupport\X0D\X0ACopyright (c) 1986-2004 by Cisco Systems Inc.\X0D\X0ACompiled Fri 29-Oct-04 05:39 by cmong | IP-7.0.2 | D P F |  | D F | D F | D F |  |  | Yes | D |  |  | D F | D F | D F |  | D P | D P | D
.1.3.6.1.4.1.9.1.233 | Switch | CISCO | IGX 8420 | Cisco Systems Inc. Wide-area switch. | IP-6.0 | D P F |  |  | D F | D F |  |  | Yes
.1.3.6.1.4.1.9.1.19 | Router | CISCO | 2503 | Cisco Internetwork Operating System Software \X0D\X0AIOS (tm) 2500 Software (C2500-I-L) Version 11.2(8) RELEASE SOFTWARE (fc1)\X0D\X0ACopyright (c) 1986-1997 by cisco Systems Inc.\X0D\X0ACompiled Tue 05-Aug-97 00:36 by ckralik | IP-7.0.3 | D P F |  | D F | D F | D F |  |  | Yes | [7 empty] | D P | D P | D
.1.3.6.1.4.1.9.1.288 | Router | CISCO | 7507Z | Cisco Internetwork Operating System Software \X0D\X0AIOS (tm) RSP Software (RSP-JSV-M) Version 12.1(21) RELEASE SOFTWARE (fc1)\X0D\X0ACopyright (c) 1986-2003 by cisco Systems Inc.\X0D\X0ACompiled Mon 18-Aug-03 19:52 by kellythw | IP-6.0 | D P F |  | D F | D F | D F |  |  | Yes | D |  |  | D F | D F | D F | D F | D P | D P | D
.1.3.6.1.4.1.9.1.507 | Switch | CISCO | AP1100 | Cisco IOS Software C1100 Software (C1100-K9W7-M) Version 12.3(7)JA3 RELEASE SOFTWARE (fc1)\X0D\X0ATechnical Support: http://www.cisco.com/techsupport\X0D\X0ACopyright (c) 1986-2006 by Cisco Systems Inc.\X0D\X0ACompiled Tue 21-Mar-06 14:01 by ccai | IP-7.0.3 | D P F | D F |  | D F | D F |  |  | Yes
.1.3.6.1.4.1.9.1.1027 | Switch | CISCO | 3750-48PS | Cisco IOS Software C3750 Software (C3750-IPSERVICES-M) Version 12.2(50)SE1 RELEASE SOFTWARE (fc2)\X0D\X0ACopyright (c) 1986-2009 by Cisco Systems Inc.\X0D\X0ACompiled Mon 06-Apr-09 02:59 by amvarma | IP-8.1.1.1 | D P F | D P F | D F | D F | D F | D | D | Yes |  |  |  | D F | D F | D F |  | D P | D P | D P
.1.3.6.1.4.1.9.1.324 | Switch | CISCO | C2950-24 | Cisco Internetwork Operating System Software \X0D\X0AIOS (tm) C2950 Software (C2950-I6Q4L2-M) Version 12.1(22)EA4 RELEASE SOFTWARE (fc1)\X0D\X0ACopyright (c) 1986-2005 by cisco Systems Inc.\X0D\X0ACompiled Wed 23-Mar-05 15:33 by yenanh | IP-9.0/8.1.3 | D P F | D P F | D | D F | D F | D | D | Yes |  |  |  | D F | D F |  |  | D P | D P | D
.1.3.6.1.4.1.9.1.956 | Switch | CISCO | Catalyst C3560E | Cisco IOS Software C3560E Software (C3560E-UNIVERSALK9-M) Version 12.2(46)SE RELEASE SOFTWARE (fc2)\X0D\X0ACopyright (c) 1986-2008 by Cisco Systems Inc.\X0D\X0ACompiled Thu 21-Aug-08 15:09 by nachen | IP-7.0.3.8 | D P F | D P F | D F | D F | D F |  | D | Yes |  |  |  | D F | D F | D F |  | D P | D P | D P
.1.3.6.1.4.1.9.5.38 | Switch | CISCO | 6006 | Cisco Systems WS-C6006\X0ACisco Catalyst Operating System Software Version 6.3(3)\X0ACopyright (c) 1995-2001 by Cisco Systems\X0A | IP-6.0 | D P F | D P F | D F | D F | D F |  | D | Yes |  |  |  | D F | D F | D F |  | D P | D P | D P
.1.3.6.1.4.1.9.1.186 | Router | CISCO | 2611 | Cisco Internetwork Operating System Software \X0D\X0AIOS (tm) C2600 Software (C2600-IK9S-M) Version 12.2(11)T2 RELEASE SOFTWARE (fc1)\X0D\X0ATAC Support: http://www.cisco.com/tac\X0D\X0ACopyright (c) 1986-2002 by cisco Systems Inc.\X0D\X0ACompiled Sun 13-Oct-02 19:58 by ccai | IP-7.0.3.7 | D P F |  | D F | D F | D F |  |  | Yes |  |  |  | D F |  | D F |  | D P | D P | D
.1.3.6.1.4.1.9.1.1514 | Host | CISCO | UCS-C220-M3S | Cisco Integrated Management Controller(CIMC) [UCS C220 M3S\X0A] Firmware Version 1.4(6c) Copyright (c) 2008-2012 Cisco Systems Inc. | IP-9.2.1 | D P F |  |  | D F | D F |  |  | No
.1.3.6.1.4.1.9.1.875 | Switch | CISCO | 4506E | Cisco IOS Software Catalyst 4500 L3 Switch Software (cat4500-ENTSERVICESK9-M) Version 12.2(40)SG RELEASE SOFTWARE (fc2)\X0D\X0ATechnical Support: http://www.cisco.com/techsupport\X0D\X0ACopyright (c) 1986-2007 by Cisco Systems Inc.\X0D\X0ACompiled Wed 07-Nov-07 18:00 b | IP-7.0.3 | D P F | D P F | D F | D F | D F | D | D | Yes |  |  |  | D F | D F | D F |  | D P | D P | D
.1.3.6.1.4.1.9.1.948 | Switch | CISCO | CBS3120 | Cisco IOS Software CBS31X0 Software (CBS31X0-UNIVERSAL-M) Version 12.2(40)EX1 RELEASE SOFTWARE (fc1)\X0D\X0ACopyright (c) 1986-2007 by Cisco Systems Inc.\X0D\X0ACompiled Wed 12-Dec-07 18:05 by myl | IP-7.0.3.7 | D P F | D P F | D F | D F | D F | D | D | Yes |  |  |  | D F | D F | D F |  | D P | D P | D P
.1.3.6.1.4.1.9.1.157 | Router | CISCO | MC3810 | Cisco Internetwork Operating System Software \X0D\X0AIOS (tm) MC3810 Software (MC3810-A2JSV5-M) Version 12.2(1) RELEASE SOFTWARE (fc2)\X0D\X0ACopyright (c) 1986-2001 by cisco Systems Inc.\X0D\X0ACompiled Fri 27-Apr-01 16:05 by cmong | IP-6.0 | D P F |  | D F | D F | D F |  |  | Yes | [7 empty] | D P | D P | D
.1.3.6.1.4.1.9.1.825 | Switch | CISCO | ME3400G-2CS-A | Cisco IOS Software ME340x Software (ME340x-METROACCESSK9-M) Version 12.2(58)EX RELEASE SOFTWARE (fc1)\X0D\X0ATechnical Support: http://www.cisco.com/techsupport\X0D\X0ACopyright (c) 1986-2012 by Cisco Systems Inc.\X0D\X0ACompiled Wed 11-Apr-12 14:08 by prod_rel_team | IP-9.1/IP-8.1.4 | D P F | D P F | D F | D F | D F | D | D | Yes |  |  |  | D F | D F | D F |  | D P | D P | D
.1.3.6.1.4.1.9.1.1215 | Router | CISCO | MWR2941DCA | Cisco IOS Software 2900 Software (MWR2900-ADVIPRANK9-M) Version 15.0(1)MR RELEASE SOFTWARE (fc2)\X0D\X0ATechnical Support: http://www.cisco.com/techsupport\X0D\X0ACopyright (c) 1986-2010 by Cisco Systems Inc.\X0D\X0ACompiled Tue 07-Dec-10 12:34 by prod_rel_team | IP-8.1.2 | D P F |  | D F | D F | D F |  | D | Yes |  |  |  | D F | D F | D F |  | D P | D P | D
.1.3.6.1.4.1.9.1.1035 | Router | CISCO | ciscoAIRAP1140 | Cisco IOS Software C1140 Software (C1140-K9W7-M) Version 12.4(25d)JA RELEASE SOFTWARE (fc1)\X0D\X0ATechnical Support: http://www.cisco.com/techsupport\X0D\X0ACopyright (c) 1986-2010 by Cisco Systems Inc.\X0D\X0ACompiled Thu 09-Dec-10 15:24 by prod_rel_team | IP-9.2 | D P F |  |  | D F | D F |  | D | No | [7 empty] | D P | D P | D
.1.3.6.1.4.1.9.1.44 | Router | CISCO | 1004 | Cisco Internetwork Operating System Software \X0D\X0AIOS (tm) 1000 Software (C1000-BNY-M) Version 11.2(14) RELEASE SOFTWARE (fc1)\X0D\X0ACopyright (c) 1986-1998 by cisco Systems Inc.\X0D\X0ACompiled Mon 18-May-98 12:36 by tlane | IP-6.0 | D P F |  | D F | D F | D |  |  | Yes | [7 empty] | D P | D P | D
.1.3.6.1.4.1.9.1.258 | MSFC | CISCO | WS-F6k-MSFC | Cisco Internetwork Operating System Software \X0D\X0AIOS (tm) MSFC Software (C6MSFC-PK2SV-M) Version 12.1(8b)E13 EARLY DEPLOYMENT RELEASE SOFTWARE (fc1)\X0D\X0ATAC Support: http://www.cisco.com/tac\X0D\X0ACopyright (c) 1986-2002 by cisco Systems Inc.\X0D\X0ACompiled Sat 21-De | IP-6.0 | D P F |  |  | D F | D F |  |  | Yes | D | [6 empty] | D P | D P | D
.1.3.6.1.4.1.9.1.570 | Router | CISCO | C870 | Cisco IOS Software C870 Software (C870-ADVSECURITYK9-M) Version 12.4(4)T8 RELEASE SOFTWARE (fc3)\X0D\X0ATechnical Support: http://www.cisco.com/techsupport\X0D\X0ACopyright (c) 1986-2007 by Cisco Systems Inc.\X0D\X0ACompiled Sat 11-Aug-07 03:34 by khuie | IP-7.0 | D P F |  | D F | D F | D F |  |  | No | [7 empty] | D P | D P | D
.1.3.6.1.4.1.9.12.3.1.3.1489 | Switch | CISCO | Nexus6004 | Cisco NX-OS(tm) n6000 Software (n6000-uk9) Version 7.0(6)N1(1) RELEASE SOFTWARE Copyright (c) 2002-2012 by Cisco Systems Inc. Device Manager Version 6.0(2)N1(1) Compiled 4/7/2015 4:00:00 | IP-9.4.2 | D P F | D P F | D F | D F | D F | D | D | Yes | D |  |  | D F | D F | D F |  | D P | D P | D
.1.3.6.1.4.1.9.1.725 | Switch | CISCO | 500-24LC | Cisco IOS Software CE500 Software (CE500-LANBASE-M) Version 12.2(25)FY RELEASE SOFTWARE (fc3)\X0D\X0ACopyright (c) 1986-2005 by Cisco Systems Inc.\X0D\X0ACompiled Fri 09-Sep-05 11:49 by antonino | IP-7.0.2 | D P F | D P F |  | D F | D F | D | D | Yes |  |  |  | D F | D F | D F |  | D P | D P | D
.1.3.6.1.4.1.9.1.1256 | Switch | CISCO | WS-C2960S-48TS-S | Cisco IOS Software C2960S Software (C2960S-UNIVERSALK9-M) Version 12.2(300.0.61)SE TEST ENGINEERING ESTG_WEEKLY BUILD synced to V122_53_1_SE\X0D\X0ACopyright (c) 1986-2010 by Cisco Systems Inc.\X0D\X0ACompiled Sat 27-Feb-10 02:41 by nachen | IP-9.1/IP-8.1.4 | D P F | D P F | D F | D F | D F |  | D | Yes |  |  |  | D F | D F | D F |  | D P | D P | D P
.1.3.6.1.4.1.9.1.1252 | Switch | CISCO | ME380x | Cisco IOS Software ME380x Software (ME380x-UNIVERSALK9-M) Version 12.2(52)EY2 RELEASE SOFTWARE (fc1)\X0D\X0ATechnical Support: http://www.cisco.com/techsupport\X0D\X0ACopyright (c) 1986-2011 by Cisco Systems Inc.\X0D\X0ACompiled Tue 31-May-11 02:17 by prod_rel_team | IP-9.0/8.1.3 | D P F | D P F |  | D F | D F | D | D | Yes |  |  |  | D F | D F | D F |  | D P | D P | D
.1.3.6.1.4.1.14179.1.1.4.3 | WirelessController | CISCO | AIR-WLC4402-25-K9 | Cisco Controller | IP-9.1 |  | D P F |  | D F | D F |  | D | Yes |  |  |  | D F |  | D F |  | D P | D P | D
.1.3.6.1.4.1.9.1.1426 | Host | CISCO | ISE-VmK9 | Cisco Identity Services Engine | IP-9.4.2 | D P F |  |  | D F | D F |  |  | Yes | [7 empty] | D P | D P | D |  | D P
.1.3.6.1.4.1.9.1.708 | Host | CISCO | CE-611 | Application and Content Networking System Software Hardware Version: ce611-5.3.5 Application and Content Networking System Software Software Release 5.3.5 (build b6 Oct 25 2005) | IP-6.5.3 | D F |  |  | D F | D F |  |  | Yes | [7 empty] | D P | D P | D | D F | D P
.1.3.6.1.4.1.9.1.1054 | Switch | CISCO | 3560E | Cisco IOS Software C3560E Software (C3560E-UNIVERSALK9-M) Experimental Version 12.2(20090415:185432) [giyoon-EW 111]\X0D\X0ACopyright (c) 1986-2009 by Cisco Systems Inc.\X0D\X0ACompiled Wed 15-Apr-09 15:13 by giyoon | IP-8.1.1.1 | D P F | D P F | D F | D F | D F | D | D | Yes |  |  |  | D F | D F | D F |  | D P | D P | D P
.1.3.6.1.4.1.9.1.1023 | Switch | CISCO | 3750-24TS | Cisco IOS Software C3750 Software (C3750-IPBASEK9-M) Version 12.2(53)SE RELEASE SOFTWARE (fc2)\X0D\X0ATechnical Support: http://www.cisco.com/techsupport\X0D\X0ACopyright (c) 1986-2009 by Cisco Systems Inc.\X0D\X0ACompiled Sun 13-Dec-09 16:25 by prod_rel_team | IP-8.1.1.1 | D P F | D P F | D F | D F | D F | D | D | Yes |  |  |  | D F | D F | D F |  | D P | D P | D P
.1.3.6.1.4.1.9.1.503 | Switch | CISCO | C4503-with-Sup | Cisco IOS Software Catalyst 4500 L3 Switch Software (cat4500-IPBASEK9-M) Version 12.2(50)SG2 RELEASE SOFTWARE (fc2)\X0D\X0ATechnical Support: http://www.cisco.com/techsupport\X0D\X0ACopyright (c) 1986-2009 by Cisco Systems Inc.\X0D\X0ACompiled Mon 27-Apr-09 15:47 by pr | IP-6.0 | D P F | D P F | D F | D F | D F |  | D | Yes |  |  |  | D F | D F | D F |  | D P | D P | D
.1.3.6.1.4.1.9.1.1225 | Switch | CISCO | cat3750x48P | Cisco IOS Software C3750E Software (C3750E-UNIVERSALK9-M) Experimental Version 12.2(20110604:151920) [skandanu-55se_oid 112]\X0D\X0ACopyright (c) 1986-2011 by Cisco Systems Inc.\X0D\X0ACompiled Sun 05-Jun-11 01:19 by skandanu | IP-9.0/8.1.3 | D P F | D P F | D F | D F | D F | D | D | Yes |  |  |  | D F | D F | D F |  | D P | D P | D
.1.3.6.1.4.1.9.1.899 | Host | CISCO | Cisco CUCM | Hardware:7828I3 1 Intel(R) Xeon(R) CPU 3050 @ 2.13GHz 8192 MB Memory: Software:UCOS 3.0.0.0-29 | IP-7.0.3.1 | D P F |  |  | D F | D F |  |  | No | [7 empty] | D P | D P | D | D F | D P
.1.3.6.1.4.1.9.1.639 | Router | CISCO | 1802 | Cisco IOS Software C180X Software (C180X-ADVIPSERVICESK9-M) Version 12.4(9)T1 RELEASE SOFTWARE (fc2)\X0D\X0ATechnical Support: http://www.cisco.com/techsupport\X0D\X0ACopyright (c) 1986-2006 by Cisco Systems Inc.\X0D\X0ACompiled Wed 30-Aug-06 14:15 by prod_rel_team | IP-7.0.2 | D P F |  |  | D F | D |  |  | Yes |  |  |  |  | D F | D F |  | D P | D P | D
.1.3.6.1.4.1.9.1.578 | Router | CISCO | 2851 | Cisco IOS Software 2800 Software (C2800NM-ADVIPSERVICESK9-M) Version 12.4(9)T2 RELEASE SOFTWARE (fc4)\X0D\X0ATechnical Support: http://www.cisco.com/techsupport\X0D\X0ACopyright (c) 1986-2006 by Cisco Systems Inc.\X0D\X0ACompiled Sat 18-Nov-06 15:17 by prod_rel_team | IP-7.0.3.7 | D P F |  | D F | D F | D F |  | D | Yes |  |  |  | D F | D F | D F |  | D P | D P | D
.1.3.6.1.4.1.9.1.986 | Router | CISCO | WAAS-474 | Cisco Wide Area Application Services Software Hardware Version: oe474-4.1.1d.7 Cisco Wide Area Application Services Software Software Release 4.1.1d (build b7 Mar 10 2009) | IP-7.0.3.21 | D P F |  |  | D F | D F |  |  | Yes | [7 empty] | D P | D P | D | D F | D
.1.3.6.1.4.1.9.1.282 | Switch | CISCO | 6506 | Cisco Internetwork Operating System Software \X0D\X0AIOS (tm) s72033_rp Software (s72033_rp-IPSERVICESK9-M) Version 12.2(18)SXF14 RELEASE SOFTWARE (fc1)\X0D\X0ATechnical Support: http://www.cisco.com/techsupport\X0D\X0ACopyright (c) 1986-2008 by cisco Systems Inc.\X0D\X0AComp | IP-9.2.1 | D P F | D P F | D F | D F | D F | D | D | Yes | D |  |  | D F | D F | D F | D F | D P | D P | D P
.1.3.6.1.4.1.9.1.569 | Router | CISCO | C877 | Cisco IOS Software C870 Software (C870-ADVSECURITYK9-M) Version 12.4(6)T RELEASE SOFTWARE (fc1)\X0D\X0ATechnical Support: http://www.cisco.com/techsupport\X0D\X0ACopyright (c) 1986-2006 by Cisco Systems Inc.\X0D\X0ACompiled Thu 23-Feb-06 04:00 by ccai | IP-7.0.1 | D P F |  | D F | D F | D F |  |  | Yes | [7 empty] | D P | D P | D
.1.3.6.1.4.1.9.1.822 | Router | CISCO | CRS1-4 | Cisco IOS XR Software (Cisco CRS-4/S) Version 3.6.2[00]\X0D\X0ACopyright (c) 2008 by Cisco Systems Inc. | IP-7.0.3.20 | D P F |  | D F | D F | D F |  |  | Yes | [8 empty] | D P | D
.1.3.6.1.4.1.9.1.1245 | Switch | CISCO | CGS-2520-24TC | Cisco IOS Software CGS2520 Software (CGS2520-IPSERVICES-M) Experimental Version 12.2(20100415:064448) [abhakat-v122_53_ex_throttle.V122_53_SE1.14431.ios.port 102]\X0D\X0ACopyright (c) 1986-2010 by Cisco Systems Inc.\X0D\X0ACompiled Thu 15-Apr-10 00:17 by abhakat | IP-9.1/IP-8.1.4 | D P F | D P F | D F | D F | D F |  | D | Yes |  |  |  | D F |  | D F |  | D P | D P | D P
.1.3.6.1.4.1.9.1.216 | Router | CISCO | 1750 | Cisco Internetwork Operating System Software \X0D\X0AIOS (tm) C1700 Software (C1700-BNO3R2SV3Y56I-M) Version 12.1(14) RELEASE SOFTWARE (fc1)\X0D\X0ACopyright (c) 1986-2002 by cisco Systems Inc.\X0D\X0ACompiled Mon 25-Mar-02 23:10 by kellythw | IP-7.0.3 | D P F |  | D F | D F | D F |  |  | Yes | [7 empty] | D P | D P | D
.1.3.6.1.4.1.9.1.1295 | WirelessController | CISCO | AIR-CT7510-K9 | Cisco Controller | IP-9.2.1 | D P F | D P F |  | D F | D F |  | D | Yes |  |  |  | D F |  | D F |  | D P | D P | D
.1.3.6.1.4.1.9.1.550 | Router | CISCO | 1701 | Cisco IOS Software C1700 Software (C1700-K9O3SY7-M) Version 12.3(8)T5 RELEASE SOFTWARE (fc2)\X0D\X0ATechnical Support: http://www.cisco.com/techsupport\X0D\X0ACopyright (c) 1986-2004 by Cisco Systems Inc.\X0D\X0ACompiled Wed 20-Oct-04 10:54 by cmong | IP-6.2 | D P F |  | D F | D F | D F |  |  | Yes | D | [6 empty] | D P | D P | D
.1.3.6.1.4.1.9.1.673 | Firewall | CISCO | ASA5540sc | Cisco Adaptive Security Appliance Version 8.0(4) | IP-8.1.2 | D P F |  |  | D F | D F |  |  | No | [7 empty] | D P | D P | D
.1.3.6.1.4.1.9.5.56 | Switch | CISCO | 6503-CATOS | Cisco Systems WS-C6503\X0ACisco Catalyst Operating System Software Version 7.2(2)\X0ACopyright (c) 1995-2002 by Cisco Systems\X0A | IP-6.0 | D P F | D P F | D F | D F | D F |  | D | Yes |  |  |  | D F | D F | D F |  | D P | D P | D P
.1.3.6.1.4.1.9.1.863 | Router | CISCO | 7606-S | Cisco IOS Software c7600s3223_rp Software (c7600s3223_rp-ADVIPSERVICESK9-M) Version 12.2(33)SRD4 RELEASE SOFTWARE (fc2)\X0D\X0ATechnical Support: http://www.cisco.com/techsupport\X0D\X0ACopyright (c) 1986-2010 by Cisco Systems Inc.\X0D\X0ACompiled Mon 22-Feb-10 02:48 b | IP-8.1.1.1 | D P F |  | D F | D F | D |  |  | Yes | D |  |  | D F | D F | D F |  | D P | D P | D
.1.3.6.1.4.1.9.12.3.1.3.903 | Switch | CISCO | NX4001 | Cisco NX-OS(tm) n4000 Software (n4000-bk9) Version 4.1(2)E1(1f) RELEASE SOFTWARE Copyright (c) 2002-2008 by Cisco Systems Inc. Device Manager Version nms.sro not found Compiled 11/26/2008 21:00:00 | IP-8.1.2 | D P F | D P F |  | D F | D F |  | D | Yes | [7 empty] | D P | D P | D
.1.3.6.1.4.1.9.1.1512 | Host | CISCO | UCS-C200-M1 | Cisco Integrated Management Controller(CIMC) [UCS C200 M1\X0A] Firmware Version 1.4(1a) Copyright (c) 2008-2011 Cisco Systems Inc. | IP-9.1/IP-8.1.3 | D P F |  |  | D F | D F |  |  | No
.1.3.6.1.4.1.9.12.3.1.3.1388 | Switch | CISCO | Nexus-3172 | Cisco NX-OS(tm) n3000 Software (n3000-uk9) Version 6.0(2)U6(1) RELEASE SOFTWARE Copyright (c) 2002-2012 by Cisco Systems Inc. Compiled 4/9/2015 23:00:00 | IP-9.4.2 | D P F | D P F | D F | D F | D F |  | D | Yes |  |  |  | D F | D F | D F | D F | D P | D P | D
.1.3.6.1.4.1.9.1.340 | Router | CISCO | 3662-AC | Cisco Internetwork Operating System Software \X0D\X0AIOS (tm) 3600 Software (C3660-JS-M) Version 12.2(16b) RELEASE SOFTWARE (fc1)\X0D\X0ACopyright (c) 1986-2003 by cisco Systems Inc.\X0D\X0ACompiled Tue 27-May-03 16:38 by pwade | IP-6.0 | D P F |  | D F | D F | D F |  |  | Yes |  |  |  | D F | D F | D F |  | D P | D P | D
.1.3.6.1.4.1.9.1.1371 | Router | CISCO | 881WAK9 | Cisco IOS Software C800 Software (C800-UNIVERSALK9-M) Version 15.1(4)M5 RELEASE SOFTWARE (fc1)\X0D\X0ATechnical Support: http://www.cisco.com/techsupport\X0D\X0ACopyright (c) 1986-2012 by Cisco Systems Inc.\X0D\X0ACompiled Tue 04-Sep-12 21:52 by prod_rel_team | IP-9.3 | D P F |  | D F | D F | D F |  | D | Yes | [5 empty] | D F |  | D P | D P | D
.1.3.6.1.4.1.9.1.1319 | Switch | CISCO | IE301016S8PC | Cisco IOS Software IE3010 Software (IE3010-LANBASEK9-M) Version 12.2(53)EZ RELEASE SOFTWARE (fc1)\X0D\X0ATechnical Support: http://www.cisco.com/techsupport\X0D\X0ACopyright (c) 1986-2010 by Cisco Systems Inc.\X0D\X0ACompiled Thu 18-Nov-10 12:51 by prod_rel_team | IP-9.0/8.1.3 | D P F | D P F | D F | D F | D F | D | D | Yes |  |  |  | D F | D F | D F |  | D P | D P | D P
.1.3.6.1.4.1.9.12.3.1.3.932 | Switch | CISCO | Nexus-7009 | Cisco NX-OS(tm) n7000 Software (n7000-s1-dk9) Version 5.2(3a) RELEASE SOFTWARE Copyright (c) 2002-2011 by Cisco Systems Inc. Compiled 12/15/2011 12:00:00 | IP-9.1/IP-8.1.3 | D P F | D P F | D F | D F | D F |  | D | Yes | D |  |  | D F | D F | D F |  | D P | D P | D
.1.3.6.1.4.1.9.1.449 | Switch | CISCO | 6503-IOS | Cisco Internetwork Operating System Software \X0D\X0AIOS (tm) s3223_rp Software (s3223_rp-ADVIPSERVICESK9_WAN-M) Version 12.2(18)SXF5 RELEASE SOFTWARE (fc3)\X0D\X0ATechnical Support: http://www.cisco.com/techsupport\X0D\X0ACopyright (c) 1986-2006 by cisco Systems Inc.\X0D\X0A | IP-6.0 | D P F |  |  | D F | D F |  |  | Yes | [9 empty] | D P
.1.3.6.1.4.1.9.1.1228 | Switch | CISCO | C3560X | Cisco IOS Software C3560E Software (C3560E-UNIVERSALK9-M) Version 12.2(53)SE2 RELEASE SOFTWARE (fc3)\X0D\X0ATechnical Support: http://www.cisco.com/techsupport\X0D\X0ACopyright (c) 1986-2010 by Cisco Systems Inc.\X0D\X0ACompiled Wed 21-Apr-10 04:26 by prod_rel_team | IP-8.1.2 | D P F | D P F | D F | D F | D F | D | D | Yes | D |  |  | D F | D F | D F |  | D P | D P | D P
.1.3.6.1.4.1.9.1.1825 | Switch | CISCO | Catalyst-3650-24PS-E | Cisco IOS Software IOS-XE Software Catalyst L3 Switch Software (CAT3K_CAA-UNIVERSALK9-M) Version 03.03.03SE RELEASE SOFTWARE (fc2)\X0D\X0ATechnical Support: http://www.cisco.com/techsupport\X0D\X0ACopyright (c) 1986-2014 by Cisco Systems Inc.\X0D\X0ACompiled Sun 27-Apr | IP-9.4 | D P F | D P F |  | D F | D F |  | D | Yes |  |  |  | D F | D F | D F |  | D P | D P | D
.1.3.6.1.4.1.9.1.573 | Router | CISCO | WS-SVC-CMM | Cisco IOS Software Cat6K-lc Software (wscmm-I6S-M) Version 12.3(8)XY3 RELEASE SOFTWARE (fc3)\X0D\X0ATechnical Support: http://www.cisco.com/techsupport\X0D\X0ACopyright (c) 1986-2005 by Cisco Systems Inc.\X0D\X0ACompiled Wed 26-Jan-05 13:21 by kellmill | IP-6.2.2 | D P F |  | D F | D F | D F |  |  | Yes |  |  |  | D F |  | D F |  | D P | D P | D
.1.3.6.1.4.1.9.1.577 | Router | CISCO | 2821 | Cisco IOS Software 2800 Software (C2800NM-IPVOICEK9-M) Version 15.1(1)T1 RELEASE SOFTWARE (fc2)\X0D\X0ATechnical Support: http://www.cisco.com/techsupport\X0D\X0ACopyright (c) 1986-2010 by Cisco Systems Inc.\X0D\X0ACompiled Mon 19-Jul-10 01:57 by prod_rel_team | IP-8.1.2 | D P F |  | D F | D F | D F |  |  | Yes | D |  |  | D F | D F | D F |  | D P | D P | D
.1.3.6.1.4.1.9.1.1423 | Host | CISCO | Cisco-ise09 | Cisco Identity Services Engine | IP-9.4.2 | D P F |  |  | D F | D F |  |  | No | [7 empty] | D P | D P | D |  | D P
.1.3.6.1.4.1.9.1.314 | Host | CISCO | 7750 ICS | Cisco Integrated Communication System (ICS) 7750 | IP-7.0.3.7 | D P F |  |  | D F | D F |  |  | Yes | [7 empty] | D P | D P | D | D F | D P
.1.3.6.1.4.1.9.1.1279 | WirelessController | CISCO | AIR-CT2504-K9 | Cisco Controller | IP-9.1 | D P F | D P F |  | D F | D F |  | D | Yes | [5 empty] | D F |  | D P | D P | D
.1.3.6.1.4.1.9.1.208 | Router | CISCO | 2620 | Cisco Internetwork Operating System Software \X0D\X0AIOS (tm) C2600 Software (C2600-BIN-M) Version 12.3(6) RELEASE SOFTWARE (fc3)\X0D\X0ACopyright (c) 1986-2004 by cisco Systems Inc.\X0D\X0ACompiled Wed 11-Feb-04 19:24 by kellythw | IP-6.0 | D P F |  | D F | D F | D |  |  | Yes |  |  |  | D F |  | D F |  | D P | D P | D
.1.3.6.1.4.1.9.1.602 | Switch | CISCO | 3750G-24PS-24 | Cisco IOS Software C3750 Software (C3750-IPBASE-M) Version 12.2(25)SEB2 RELEASE SOFTWARE (fc1)\X0D\X0ACopyright (c) 1986-2005 by Cisco Systems Inc.\X0D\X0ACompiled Wed 08-Jun-05 01:19 by yenanh | IP-6.5.2 | D P F | D P F | D F | D F | D F | D | D | Yes |  |  |  | D F | D F | D F |  | D P | D P | D P
.1.3.6.1.4.1.9.1.1174 | Router | CISCO | Cisco1941W-N/K9 | Cisco IOS Software C1900 Software (C1900-UNIVERSALK9-M) Version 15.0(1)M RELEASE SOFTWARE (fc2)\X0D\X0ATechnical Support: http://www.cisco.com/techsupport\X0D\X0ACopyright (c) 1986-2009 by Cisco Systems Inc.\X0D\X0ACompiled Wed 30-Sep-09 04:15 by prod_rel_team | IP-9.1/IP-8.1.4 | D P F |  | D F | D F | D F |  |  | Yes | D |  |  | D F | D F | D F | D F | D P | D P | D
.1.3.6.1.4.1.9.1.1191 | Router | CISCO | C1900 | Cisco IOS Software C1900 Software (C1900-UNIVERSALK9-M) Version 15.1(2)T1 RELEASE SOFTWARE (fc1)\X0D\X0ATechnical Support: http://www.cisco.com/techsupport\X0D\X0ACopyright (c) 1986-2010 by Cisco Systems Inc.\X0D\X0ACompiled Wed 11-Aug-10 12:09 by prod_rel_team | IP-8.1.2 | D P F |  | D F | D F | D F |  | D | Yes |  |  |  | D F | D F | D F | D F | D P | D P | D
.1.3.6.1.4.1.9.1.535 | Switch | CISCO | 3750-48PS-48 | Cisco IOS Software C3750 Software (C3750-IPBASE-M) Version 12.2(25)SEC2 RELEASE SOFTWARE (fc1)\X0D\X0ACopyright (c) 1986-2005 by Cisco Systems Inc.\X0D\X0ACompiled Wed 31-Aug-05 08:45 by antonino | IP-6.5.2 | D P F | D P F | D F | D F | D F | D | D | Yes |  |  |  | D F | D F | D F |  | D P | D P | D P
.1.3.6.1.4.1.9.1.794 | Switch | CISCO | WS-C3560-48TS | Cisco IOS Software C3560E Software (C3560E-UNIVERSAL-M) Version 12.2(46)SE RELEASE SOFTWARE (fc2)\X0D\X0ACopyright (c) 1986-2008 by Cisco Systems Inc.\X0D\X0ACompiled Thu 21-Aug-08 10:35 by nachen | IP-7.0.3 | D P F | D P F | D F | D F | D F |  | D | Yes | D |  |  | D F | D F | D F |  | D P | D P | D P
.1.3.6.1.4.1.9.12.3.1.3.719 | Switch | CISCO | Nexus-5020 | Cisco NX-OS(tm) n5000 Software (n5000-uk9) Version 4.2(1)N1(1) Interim version 4.2(1)N1(0.329) RELEASE SOFTWARE Copyright (c) 2002-2009 by Cisco Systems Inc. Device Manager Version 5.0(1a) Compiled 4/18/2010 8:00:00 | IP-8.1 SP1 | D P F | D P F | D F | D F | D F | D | D | Yes |  |  |  | D F | D F | D F |  | D P | D P | D
.1.3.6.1.4.1.9.12.3.1.3.1038 | Switch | CISCO | Nexus-5596UP | Cisco NX-OS(tm) n5000 Software (n5000-uk9) Version 5.0(3)N1(1a) RELEASE SOFTWARE Copyright (c) 2002-2010 by Cisco Systems Inc. Device Manager Version 5.2(1) Compiled 3/7/2011 23:00:00 | IP-9.1/IP-8.1.4 | D P F | D P F | D F | D F | D F |  | D | Yes |  |  |  | D F | D F | D F |  | D P | D P | D
.1.3.6.1.4.1.9.1.413 | Router | CISCO | C2691 | Cisco Internetwork Operating System Software \X0D\X0AIOS (tm) 2600 Software (C2691-JK9S-M) Version 12.3(6a) RELEASE SOFTWARE (fc4)\X0D\X0ACopyright (c) 1986-2004 by cisco Systems Inc.\X0D\X0ACompiled Fri 02-Apr-04 16:12 by kellythw | IP-6.0 | D P F |  | D F | D F | D F |  |  | Yes |  |  |  | D F | D F | D F |  | D P | D P | D
.1.3.6.1.4.1.9.1.1611 | Host | CISCO | CDS-CDE-Generic | Content Delivery System Software Hardware Version: generic-3.2.1.15 Content Delivery System Software Software Release 3.2.1 (build b15 Jul 22 2013) | IP-9.4.2 | D F |  |  | D F | D F |  |  | Yes | [7 empty] | D P | D P | D | D F | D P
.1.3.6.1.4.1.9.1.1172 | Router | CISCO | Cisco1941WEK9 | Cisco IOS Software C1900 Software (C1900-UNIVERSALK9-M) Version 15.1(4)M1 RELEASE SOFTWARE (fc1)\X0D\X0ATechnical Support: http://www.cisco.com/techsupport\X0D\X0ACopyright (c) 1986-2011 by Cisco Systems Inc.\X0D\X0ACompiled Tue 14-Jun-11 17:44 by prod_rel_team | IP-9.0/8.1.3 | D P F |  | D F | D F | D F |  | D | Yes |  |  |  | D F | D F | D F | D F | D P | D P | D
.1.3.6.1.4.1.9.1.834 | Router | CISCO | 861W | Cisco IOS Software C860 Software (C860-UNIVERSALK9-M) Version 12.4(15)XZ RELEASE SOFTWARE (fc2)\X0D\X0ATechnical Support: http://www.cisco.com/techsupport\X0D\X0ACopyright (c) 1986-2008 by Cisco Systems Inc.\X0D\X0ACompiled Fri 11-Apr-08 23:54 by prod_rel_team | IP-7.0.3.7 | D P F |  | D F | D F | D F |  |  | Yes |  |  |  |  | D F | D F |  | D P | D P | D
.1.3.6.1.4.1.9.1.759 | Host | CISCO | CE512 | Application and Content Networking System Software Hardware Version: ce512-5.4.3.17 Application and Content Networking System Software Software Release 5.4.3 (build b17 Aug 30 2006) | IP-7.0.1 | D F |  |  | D F | D F |  |  | Yes | [7 empty] | D P | D P | D | D F | D P
.1.3.6.1.4.1.9.1.800 | Host | CISCO | TelePresence-1000 | Cisco TelePresence 1000 Primary Codec (H/W 0600) (SN FOC122380F3). CTS 1.6.2(4023) 2010-02-03 23:33:41 SrcRev:38148. SIPTS.1-6-2-4023R-K9.sbn. Copyright (c) 2005-2010 by Cisco Systems Inc. | IP-8.1.1.1 | D P F |  |  | D F | D F |  |  | Yes | [7 empty] | D P | D P | D |  | D P
.1.3.6.1.4.1.9.1.1655 | Switch | CISCO | WS-C2960S-F24TS-S | Cisco IOS Software C2960S Software (C2960S-UNIVERSALK9-M) Version 15.0(2)SE RELEASE SOFTWARE (fc1)\X0D\X0ATechnical Support: http://www.cisco.com/techsupport\X0D\X0ACopyright (c) 1986-2012 by Cisco Systems Inc.\X0D\X0ACompiled Sat 28-Jul-12 00:42 by prod_rel_team | IP-9.3 | D P F | D P F | D F | D F | D F |  | D | Yes |  |  |  | D F | D F | D F |  | D P | D P | D P
.1.3.6.1.4.1.9.1.596 | Host | CISCO | CE-566 | Application and Content Networking System Software Hardware Version: ce566-5.4.3.17 Application and Content Networking System Software Software Release 5.4.3 (build b17 Aug 30 2006) | IP-7.0.1 | D F |  |  | D F | D F |  |  | Yes | [7 empty] | D P | D P | D | D F | D P
.1.3.6.1.4.1.9.1.561 | Switch | CISCO | C2970-G-24TS-E | Cisco IOS Software C2970 Software (C2970-LANBASE-M) Version 12.2(25)SEB2 RELEASE SOFTWARE (fc1)\X0D\X0ACopyright (c) 1986-2005 by Cisco Systems Inc.\X0D\X0ACompiled Tue 07-Jun-05 21:19 by yenanh | IP-6.2 | D P F | D P F | D F | D F | D F | D | D | Yes |  |  |  | D F | D F | D F |  | D P | D P | D P
.1.3.6.1.4.1.9.1.470 | Router | CISCO | 2650XM | Cisco Internetwork Operating System Software \X0D\X0AIOS (tm) C2600 Software (C2600-DS-M) Version 12.2(27) RELEASE SOFTWARE (fc3)\X0D\X0ACopyright (c) 1986-2004 by cisco Systems Inc.\X0D\X0ACompiled Tue 02-Nov-04 23:43 by kellmill | IP-6.0 | D P F |  | D F | D F | D |  |  | Yes |  |  |  | D F |  | D F |  | D P | D P | D
.1.3.6.1.4.1.3076.1.2.1.1.1.2 | Router | CISCO | VPN3000 | Cisco Systems Inc./VPN 3000 Concentrator Version 4.7.Rel built by vmurphy on Mar 10 2005 12:35:39 | IP-6.2.3 | D F |  | D F | D F | D F |  |  | No |  |  |  |  | D F | D F | D F | D P | D P | D
.1.3.6.1.4.1.9.1.832 | Switch | CISCO | WSC6509VE | Cisco IOS Software s72033_rp Software (s72033_rp-IPSERVICESK9_WAN-M) Version 12.2(33)SXH3 RELEASE SOFTWARE (fc1)\X0D\X0ATechnical Support: http://www.cisco.com/techsupport\X0D\X0ACopyright (c) 1986-2008 by Cisco Systems Inc.\X0D\X0ACompiled Thu 24-Jul-08 20:52 by prod_ | IP-7.0.3.7 | D P F | D P F | D F | D F | D F |  | D | Yes |  |  |  | D F | D F | D F |  | D P |  | D P
.1.3.6.1.4.1.9.1.1769 | MediaGateway | CISCO | VG310 | Cisco IOS Software VG3X0 Software (VG3X0-UNIVERSALK9-M) Version 15.4(3)M2 RELEASE SOFTWARE (fc2)\X0D\X0ATechnical Support: http://www.cisco.com/techsupport\X0D\X0ACopyright (c) 1986-2015 by Cisco Systems Inc.\X0D\X0ACompiled Sat 07-Feb-15 00:57 by prod_rel_team | IP-9.4.2 | D P F |  | D F | D F | D F |  | D | Yes |  |  |  | D F | D F | D F | D F | D P | D P | D
.1.3.6.1.4.1.9.1.648 | Firewall | CISCO | ciscoIPS4240 | Linux ips-pruebas-oss 2.4.30-IDS-smp-bigphys #2 SMP Sat Jul 12 04:12:55 UTC 2008 i686 | IP-9.1/IP-8.1.3 | D P F |  |  | D F | D F |  |  | No | [7 empty] | D P | D P | D
.1.3.6.1.4.1.9.1.325 | Switch | CISCO | C2950C-24 | Cisco Internetwork Operating System Software \X0D\X0AIOS (tm) C2950 Software (C2950-I6Q4L2-M) Version 12.1(9)EA1 RELEASE SOFTWARE (fc1)\X0D\X0ACopyright (c) 1986-2002 by cisco Systems Inc.\X0D\X0ACompiled Wed 24-Apr-02 06:57 by antonino | IP-6.0 | D P F | D P F | D | D F | D F | D | D | Yes | [7 empty] | D P | D P | D
.1.3.6.1.4.1.9.1.1773 | Router | CISCO | cisco1783SR | Cisco IOS Software S5900 Software (S5900-UNIVERSALK9-M) Version 15.3(2.25)M0.10 MAINTENANCE INTERIM SOFTWARE\X0D\X0ATechnical Support: http://www.cisco.com/techsupport\X0D\X0ACopyright (c) 1986-2013 by Cisco Systems Inc.\X0D\X0ACompiled Wed 10-Jul-13 16:07 by prod_rel+ | IP-9.3 | D P F |  | D F | D F | D F |  |  | Yes | [5 empty] | D F |  | D P | D P | D
.1.3.6.1.4.1.9.12.3.1.3.375 | FibreChannelSwitch | CISCO | MDS-9506 | Cisco SAN-OS(tm) m9500 Software (m9500-sf2ek9-mz) Version 3.3(4a) RELEASE SOFTWARE (fc2) Copyright (c) 2002-2005 by Cisco Systems Inc. Compiled 10/13/2009 12:00:00 | IP-9.1/IP-8.1.3 |  | D P F |  | D F | D F |  |  | Yes |  |  |  | D F | D F |  |  | D P | D P | D
.1.3.6.1.4.1.9.1.559 | Switch | CISCO | 2950T-48 | Cisco Internetwork Operating System Software \X0D\X0AIOS (tm) C2950 Software (C2950-I6Q4L2-M) Version 12.1(14)AZ RELEASE SOFTWARE (fc2)\X0D\X0ACopyright (c) 1986-2003 by cisco Systems Inc.\X0D\X0ACompiled Tue 14-Oct-03 17:30 by antonino | IP-6.2 | D P F | D P F | D | D F | D F | D | D | Yes |  |  |  | D F | D F |  |  | D P | D P | D
.1.3.6.1.4.1.9.1.1017 | Router | CISCO | ASR9010 | Cisco IOS XR Software (Cisco ASR9K Series) Version 4.1.2[Default]\X0D\X0ACopyright (c) 2011 by Cisco Systems Inc. | IP-9.1/IP-8.1.4 | D P F |  | D F | D F | D F |  |  | Yes |  |  |  | D F | D F | D F | D F | D P | D P | D
.1.3.6.1.4.1.9.1.201 | Router | CISCO | 1720 VPN | Cisco Internetwork Operating System Software \X0D\X0AIOS (tm) C1700 Software (C1700-SY-M) Version 12.2(29) RELEASE SOFTWARE (fc3)\X0D\X0ATechnical Support: http://www.cisco.com/techsupport\X0D\X0ACopyright (c) 1986-2005 by cisco Systems Inc.\X0D\X0ACompiled Wed 11-May-05 16:1 | IP-7.0.2 | D P F |  | D F | D F | D F |  |  | Yes | [7 empty] | D P | D P | D
.1.3.6.1.4.1.9.1.857 | Router | CISCO | cisco891 | Cisco IOS Software C890 Software (C890-UNIVERSALK9-M) Version 15.0(1)M3 RELEASE SOFTWARE (fc2)\X0D\X0ATechnical Support: http://www.cisco.com/techsupport\X0D\X0ACopyright (c) 1986-2010 by Cisco Systems Inc.\X0D\X0ACompiled Sun 18-Jul-10 08:34 by prod_rel_team | IP-8.1.1.1 | D P F |  | D F | D F | D |  |  | Yes |  |  |  |  | D F | D F |  | D P | D P | D
.1.3.6.1.4.1.9.1.616 | Switch | CISCO | WS-C3560G-48PS | Cisco IOS Software C3560 Software (C3560-IPBASE-M) Version 12.2(25)SEB4 RELEASE SOFTWARE (fc1)\X0D\X0ACopyright (c) 1986-2005 by Cisco Systems Inc.\X0D\X0ACompiled Tue 30-Aug-05 14:19 by yenanh | IP-6.2.2 | D P F | D P F | D F | D F | D F |  | D | Yes |  |  |  | D F | D F | D F |  | D P | D P | D P
.1.3.6.1.4.1.9.1.1095 | Router | CISCO | C1900-UNIVERSALK9-M | Cisco IOS Software C1900 Software (C1900-UNIVERSALK9-M) Version 12.4(24.6)PI11m PI11 ENGINEERING WEEKLY BUILD synced to V124_24_6_T9\X0D\X0ACopyright (c) 1986-2009 by Cisco Systems Inc.\X0D\X0ACompiled Mon 29-Jun-09 03:24 by pallavik | IP-7.0.3.20 | D P F |  | D F | D F | D F |  |  | Yes |  |  |  | D F | D F | D F | D F | D P | D P | D
.1.3.6.1.4.1.9.1.913 | Probe | CISCO | CISCO-SCE8000 | Cisco Service Control SW version: Version 4.1.0 Build 638 HW version: SCE8000 4x10GBE | IP-9.4 | D P F |  |  | D F | D F |  |  | Yes | [5 empty] | D F |  | D P | D P | D |  | D
.1.3.6.1.4.1.9.1.423 | Router | CISCO | 12404 GSR | Cisco IOS XR Software (Cisco 12404/PRP) Version 4.0.3[Default]\X0D\X0ACopyright (c) 2011 by Cisco Systems Inc. | IP-9.0/8.1.3 | D P F |  | D F | D F | D F |  |  | Yes | D | [6 empty] | D P | D P | D
.1.3.6.1.4.1.9.1.1641 | Switch | CISCO | WS-C3850-48F-E | Cisco IOS Software Catalyst L3 Switch Software (CAT3K_CAA-UNIVERSALK9-M) Version 15.0(1)EX3 RELEASE SOFTWARE (fc2)\X0D\X0ATechnical Support: http://www.cisco.com/techsupport\X0D\X0ACopyright (c) 1986-2013 by Cisco Systems Inc.\X0D\X0ACompiled Mon 23-Sep-13 18:24 by pro | IP-9.3 | D P F | D P F | D F | D F | D F | D | D | Yes |  |  |  | D F | D F | D F |  | D P | D P | D
.1.3.6.1.4.1.9.1.1393 | Router | CISCO | Cisco887-VAMGK9 | Cisco IOS Software C880 Software (C880DATA-UNIVERSALK9-M) Version 15.2(4)M3 RELEASE SOFTWARE (fc2)\X0D\X0ATechnical Support: http://www.cisco.com/techsupport\X0D\X0ACopyright (c) 1986-2013 by Cisco Systems Inc.\X0D\X0ACompiled Tue 26-Feb-13 11:13 by prod_rel_team | IP-9.2.2 | D P F |  | D F | D F | D |  | D | No |  |  |  |  | D F | D F |  | D P | D P | D
.1.3.6.1.4.1.9.1.1709 | Router | CISCO | ASR9912 | Cisco IOS XR Software (Cisco ASR9K Series) Version 4.3.2[Default]\X0D\X0ACopyright (c) 2013 by Cisco Systems Inc. | IP-9.4 | D P F |  | D F | D F | D F |  |  | Yes | [5 empty] | D F | D F | D P | D P | D
.1.3.6.1.4.1.9.6.1.82.8.2 | Switch | CISCO | SF302-08PP | SF302-08PP 8-Port 10/100 PoE+ Managed Switch | IP-9.4 | D F | D P F |  | D F | D F | D | D | No
.1.3.6.1.4.1.9.1.2066 | Switch | CISCO | 36xx-Stackable-Ethernet-Switch | Cisco IOS Software IOS-XE Software Catalyst L3 Switch Software (CAT3K_CAA-UNIVERSALK9-M) Version 03.03.04SE RELEASE SOFTWARE (fc3)\X0D\X0ATechnical Support: http://www.cisco.com/techsupport\X0D\X0ACopyright (c) 1986-2014 by Cisco Systems Inc.\X0D\X0ACompiled Fri 29-Aug | IP-9.4 | D P F | D P F |  | D F | D F |  | D | Yes |  |  |  | D F | D F | D F |  | D P | D P | D
.1.3.6.1.4.1.9.12.3.1.3.1237 | Switch | CISCO | Nexus-6004 | Cisco NX-OS(tm) n6000 Software (n6000-uk9) Version 6.0(2)N1(2) RELEASE SOFTWARE Copyright (c) 2002-2012 by Cisco Systems Inc. Device Manager Version 6.0(2)N1(1) Compiled 3/14/2013 1:00:00 | IP-9.2.2 | D P F | D P F | D F | D F | D F |  | D | Yes | D |  |  | D F | D F | D F |  | D P | D P | D
.1.3.6.1.4.1.9.1.1365 | Switch | CISCO | WS-C2960C-8TC-L | Cisco IOS Software C2960C Software (C2960c405-UNIVERSALK9-M) Version 12.2(55)EX3 RELEASE SOFTWARE (fc2)\X0D\X0ATechnical Support: http://www.cisco.com/techsupport\X0D\X0ACopyright (c) 1986-2011 by Cisco Systems Inc.\X0D\X0ACompiled Wed 10-Aug-11 06:40 by prod_rel_team | IP-9.2.2 | D P F | D P F | D F | D F | D F | D | D | Yes |  |  |  | D F | D F | D F |  | D P | D P | D P
.1.3.6.1.4.1.9.1.1497 | Router | CISCO | 819G | Cisco IOS Software C800 Software (C800-UNIVERSALK9-M) Version 15.2(4)M2 RELEASE SOFTWARE (fc2)\X0D\X0ATechnical Support: http://www.cisco.com/techsupport\X0D\X0ACopyright (c) 1986-2012 by Cisco Systems Inc.\X0D\X0ACompiled Wed 07-Nov-12 22:31 by prod_rel_team | IP-9.2.2 | D P F |  | D F | D F | D F |  | D | Yes | [5 empty] | D F |  | D P | D P | D
.1.3.6.1.4.1.9.1.1412 | Firewall | CISCO | ASA5525-X | Cisco Adaptive Security Appliance Version 9.1(1) | IP-9.2.2 | D P F |  |  | D F | D F |  |  | No | [7 empty] | D P | D P | D
.1.3.6.1.4.1.9.1.544 | Router | CISCO | 3845 | Cisco IOS Software 3800 Software (C3845-ADVENTERPRISEK9-M) Version 12.4(18b) RELEASE SOFTWARE (fc2)\X0D\X0ATechnical Support: http://www.cisco.com/techsupport\X0D\X0ACopyright (c) 1986-2008 by Cisco Systems Inc.\X0D\X0ACompiled Mon 19-May-08 21:59 by prod_rel_team | IP-9.0/8.1.3 | D P F |  | D F | D F | D |  | D | Yes |  |  |  | D F | D F | D F | D F | D P | D P | D
.1.3.6.1.4.1.9.1.1640 | Router | CISCO | ASR-9922 | Cisco IOS XR Software (Cisco ASR9K Series) Version 4.3.2[Default]\X0D\X0ACopyright (c) 2014 by Cisco Systems Inc. | IP-9.4 | D P F |  | D F | D F | D F |  | D | Yes | [5 empty] | D F | D F | D P | D P | D
.1.3.6.1.4.1.9.1.1366 | Switch | CISCO | C2960-C8PC-L | Cisco IOS Software C2960C Software (C2960c405-UNIVERSALK9-M) Version 15.0(2)SE RELEASE SOFTWARE (fc1)\X0D\X0ATechnical Support: http://www.cisco.com/techsupport\X0D\X0ACopyright (c) 1986-2012 by Cisco Systems Inc.\X0D\X0ACompiled Sat 28-Jul-12 02:24 by prod_rel_team | IP-9.2.2 | D P F | D P F | D F | D F | D F | D | D | Yes |  |  |  | D F | D F | D F |  | D P | D P | D P
.1.3.6.1.4.1.9.1.1638 | Host | CISCO | UCS-E140S-M1E | Cisco Integrated Management Controller(CIMC) [E140S\X0A] Firmware Version 2.0(1.20130703225421) Copyright (c) 2008-2011 Cisco Systems Inc. | IP-9.2.2 | D P F |  |  | D F | D F |  |  | No
.1.3.6.1.4.1.2082.7.1.302.3612 | Hub | CISCO | GS7000 | Cable Modem <<HW_REV: 1.0.0; VENDOR: Cheetah Technologies L.P.; BOOTR: b302 2.1.6b; SW_REV: 4.1.0 Build 12 CxC 3.9.17; MODEL: 66950-0665>> | IP-9.2.2 | D P F | D F |  | D F | D F |  |  | No
.1.3.6.1.4.1.9.1.1007 | Switch | CISCO | ME3400EG2CSA | Cisco IOS Software ME340x Software (ME340x-METROACCESSK9-M) Version 12.2(53)SE RELEASE SOFTWARE (fc2)\X0D\X0ATechnical Support: http://www.cisco.com/techsupport\X0D\X0ACopyright (c) 1986-2009 by Cisco Systems Inc.\X0D\X0ACompiled Sun 13-Dec-09 17:46 by prod_rel_team | IP-8.1.2 | D P F | D P F | D F | D F | D F |  | D | Yes |  |  |  | D F | D F | D F |  | D P | D P | D P
.1.3.6.1.4.1.9.12.3.1.3.1147 | Switch | CISCO | Nexus-7004 | Cisco NX-OS(tm) n7000 Software (n7000-s2-dk9) Version 6.1(4) RELEASE SOFTWARE Copyright (c) 2002-2012 by Cisco Systems Inc. Compiled 3/11/2013 23:00:00 | IP-9.2.2 | D P F | D P F | D F | D F | D F |  | D | Yes | D |  |  | D F | D F | D F |  | D P | D P | D
.1.3.6.1.4.1.9.1.1348 | Host | CISCO | VMware VirtualMachine | Linux release:2.6.18-274.12.1.el5PAE machine:i686 | IP-9.1/IP-8.1.3 | D F |  |  | D F | D F |  |  | No | [7 empty] | D P | D P | D | D F | D P
.1.3.6.1.4.1.9.12.3.1.3.1063 | Switch | CISCO | UCS6296 | Cisco NX-OS(tm) ucs Software (ucs-6100-k9-system) Version 5.2(3)N2(2.21d) RELEASE SOFTWARE Copyright (c) 2002-2013 by Cisco Systems Inc. Compiled 4/4/2014 13:00:00 | IP-9.4 |  | D P F | D F | D F | D F |  |  | Yes |  |  |  | D F | D F | D F | D F |  | D P
.1.3.6.1.4.1.9.1.1855 | Router | CISCO | C897VA-K9 | Cisco IOS Software C800 Software (C800-UNIVERSALK9-M) Version 15.3(3)M4 RELEASE SOFTWARE (fc2)\X0D\X0ATechnical Support: http://www.cisco.com/techsupport\X0D\X0ACopyright (c) 1986-2014 by Cisco Systems Inc.\X0D\X0ACompiled Wed 24-Sep-14 08:39 by prod_rel_team | IP-9.4.2 | D P F | D P F | D F | D F | D F |  | D | Yes |  |  |  | D F |  | D F |  | D P | D P | D
.1.3.6.1.4.1.9.1.1999 | Router | CISCO | ISR 4351 | Cisco IOS Software ISR Software (X86_64_LINUX_IOSD-UNIVERSALK9-M) Version 15.5(2)S RELEASE SOFTWARE (fc3)\X0D\X0ATechnical Support: http://www.cisco.com/techsupport\X0D\X0ACopyright (c) 1986-2015 by Cisco Systems Inc.\X0D\X0ACompiled Sun 22-Mar-15 02:32 by mcpre | IP-9.4.2 | D P F |  | D F | D F | D F |  | D | Yes | D |  |  | D F | D F | D F | D F | D P | D P | D
.1.3.6.1.4.1.9.1.2133 | Switch | CISCO | 3560CX-12TC-S | Cisco IOS Software C3560CX Software (C3560CX-UNIVERSALK9-M) Version 15.2(3)E1 RELEASE SOFTWARE (fc3)\X0D\X0ATechnical Support: http://www.cisco.com/techsupport\X0D\X0ACopyright (c) 1986-2015 by Cisco Systems Inc.\X0D\X0ACompiled Tue 28-Apr-15 01:46 by prod_rel_team | IP-9.4.2 | D P F | D P F | D F | D F | D F | D | D | No |  |  |  | D F | D F | D F |  | D P | D P | D P
.1.3.6.1.4.1.9.1.1830 | Switch | CISCO | C3650 | Cisco IOS Software IOS-XE Software Catalyst L3 Switch Software (CAT3K_CAA-UNIVERSALK9-M) Version 03.03.05.SE RELEASE SOFTWARE (fc1)\X0D\X0ATechnical Support: http://www.cisco.com/techsupport\X0D\X0ACopyright (c) 1986-2014 by Cisco Systems Inc.\X0D\X0ACompiled Thu 30-Oc | IP-9.4.2 | D F | D P F | D F | D F | D F |  | D | Yes |  |  |  | D F | D F | D F |  | D P | D P | D
.1.3.6.1.4.1.9.1.525 | WirelessAccessPoint | Cisco Aironet 1200 Series (IEEE 802.11a/b) Access Point | AP1210 | Cisco Internetwork Operating System Software \X0D\X0AIOS (tm) C1200 Software (C1200-K9W7-M) Version 12.3(2)JA2 RELEASE SOFTWARE (fc1)\X0D\X0ATechnical Support: http://www.cisco.com/techsupport\X0D\X0ACopyright (c) 1986-2005 by cisco Systems Inc.\X0D\X0ACompiled Tue 01-Feb-05 | IP-9.1 | D P F | D P F |  | D F | D F |  |  | Yes | [7 empty] | D P | D P
.1.3.6.1.4.1.9.1.685 | WirelessAccessPoint | Cisco Aironet 1240 Series (IEEE 802.11a/g) Access Point | AP1240 | Cisco IOS Software C1240 Software (C1240-K9W7-M) Version 12.4(3g)JA1 RELEASE SOFTWARE (fc1)\X0D\X0ATechnical Support: http://www.cisco.com/techsupport\X0D\X0ACopyright (c) 1986-2007 by Cisco Systems Inc.\X0D\X0ACompiled Thu 19-Jul-07 23:23 by kellythw | IP-6.5.3 |  | D P F |  | D F | D F |  |  | Yes | [7 empty] | D P | D P | D
.1.3.6.1.4.1.9.1.1247 | WirelessAccessPoint | Cisco Aironet 1260 Series (IEEE 802.11n) Access Point | AP1260 | Cisco IOS Software C1260 Software (AP3G1-K9W7-M) Version 12.4(25d)JA1 RELEASE SOFTWARE (fc1)\X0D\X0ATechnical Support: http://www.cisco.com/techsupport\X0D\X0ACopyright (c) 1986-2011 by Cisco Systems Inc.\X0D\X0ACompiled Thu 11-Aug-11 02:07 by prod_rel_team | IP-9.2 | D P F | D P F |  | D F | D F |  |  | Yes | [7 empty] | D P | D P | D
.1.3.6.1.4.1.9.1.1660 | WirelessAccessPoint | Cisco Aironet 1600 Series (IEEE 802.11n) Access Point | AP1600 | Cisco IOS Software C1600 Software (AP1G2-K9W7-M) Version 15.2(2)JB RELEASE SOFTWARE (fc1)\X0D\X0ATechnical Support: http://www.cisco.com/techsupport\X0D\X0ACopyright (c) 1986-2012 by Cisco Systems Inc.\X0D\X0ACompiled Tue 11-Dec-12 04:30 by prod_rel_team | IP-9.3 | D P F | D P F |  | D F | D F |  |  | Yes | [7 empty] | D P | D P | D
.1.3.6.1.4.1.9.1.1659 | WirelessAccessPoint | Cisco Aironet 2600 Series (IEEE 802.11n) Access Point | AP2600 | Cisco IOS Software C2600 Software (AP3G2-K9W7-M) Version 15.3(3)JAB RELEASE SOFTWARE (fc1)\X0D\X0ATechnical Support: http://www.cisco.com/techsupport\X0D\X0ACopyright (c) 1986-2014 by Cisco Systems Inc.\X0D\X0ACompiled Tue 02-Sep-14 21:44 by prod_rel_team | IP-9.4 | D P F | D P F |  | D F | D F |  |  | Yes | [7 empty] | D P | D P | D
.1.3.6.1.4.1.9.12.3.1.3.1062 | BladeEnclosureManager | Cisco Systems Inc | N20-C6508 | Cisco NX-OS(tm) ucs Software (ucs-6100-k9-system) Version 5.0(3)N2(2.02q) RELEASE SOFTWARE Copyright (c) 2002-2011 by Cisco Systems Inc. Compiled 4/2/2012 17:00:00 | IP-9.1 |  | D P F | D F | D F |  |  |  | Yes |  |  |  | D F | D F | D F | D F
.1.3.6.1.4.1.5951.1 | LoadBalancer | CITRIX | Netscaler-9000 | NetScaler NS6.1: Build 98.1 Date: Feb 28 2007 18:18:27 | IP-7.0.3.3 | D F |  |  | D F | D F |  |  | No | [7 empty] | D P | D P
.1.3.6.1.4.1.3845.30.1.2.9 | Host | CITRIX | Repeater-8520 | Citrix Repeater 8520 - Production Software Release 5.5.5 Build 14.226882 (Production) Built on Nov 9 2010 20:16:57 | IP-9.2 | D P F |  |  | D F | D F |  |  | No
.1.3.6.1.4.1.3845.30.1.2.8 | Host | CITRIX | Repeater-8820 | Citrix Repeater 8820 - Production Software Release 5.7.3 Build 70.286134 (Production) Built on May 7 2012 17:22:43 | IP-9.2.1 | D P F |  |  | D F | D F |  |  | No
.1.3.6.1.4.1.9793 | Host | CLOUDSHIELD | CS-2000 | Linux cs1-gollum 2.6.18-92.1.13.el5PAE #1 SMP Thu Sep 4 04:05:54 EDT 2008 i686 | IP-7.0.3 24 | D P F | D P F |  | D F | D F |  |  | No | [7 empty] | D P | D P | D | D F | D P
.1.3.6.1.4.1.449.2.1.340 | Router | CODEX | Motorola VANGUARD 340 | VANGUARD 340 | IP-6.0 | D P F |  |  | D F | D F |  |  | No
.1.3.6.1.4.1.311.1.1.3.1.2 | Host | Compaq | ProLiant DL380 G5 | Hardware: x86 Family 6 Model 23 Stepping 10 AT/AT COMPATIBLE - Software: Windows Version 5.2 (Build 3790 Multiprocessor Free) | IP-7.0.3.17 | D F |  |  | D F | D F |  |  | No |  |  |  | D F | D F | D F |  | D P | D P | D | D F | D P
.1.3.6.1.4.1.4280 | Router | COMPOINT | Dv460 | ComPoint D V4.60 | IP-7.0.3.17 | D F |  |  | D F | D F |  |  | No
.1.3.6.1.4.1.3279.2.1 | Host | COMPUWARE-ADLEX | Compuware AMD | Compuware AMD ver. ndw.12.0.3.76 | IP-9.2.2 | D P F |  |  | D F | D F |  |  | No | [7 empty] | D P | D P | D |  | D P
.1.3.6.1.4.1.9723.1 | Host | CORADIANT | Coradiant-SNMP-Agent | Coradiant SNMP Agent | IP-9.1/IP-8.1.4 | D P F |  |  | D F | D F |  |  | No
.1.3.6.1.4.1.11829.2.3.12 | Host | CORVILPROBE | CNE1100 | Corvil CorvilNet Engine software: Version 8.0.2 (8.0.2.6301-GA.78567-64bit Mon 01 Oct 2012) | IP-9.2.1 | D F |  |  | D F | D F |  |  | No | [7 empty] | D P | D P | D | D F
.1.3.6.1.4.1.11829.2.3.7 | Probe | CORVILPROBE | CNE-2500 | Corvil CorvilNet Engine software: Version 8.1.3 (8.1.3.8149-GA.101296-64bit Sat 26 Apr 2014) | IP-9.4 | D F |  |  | D F | D F |  |  | No | [7 empty] | D P | D P | D | D F
.1.3.6.1.4.1.11829 | Host | CORVILPROBE | CNE5100 | Corvil CorvilNet Engine software: Version 7.1.1 (7.1.1.5449-GA.68385-64bit Wed 25 Jan 2012) | IP-9.1/IP-8.1.4 | D F |  |  | D F | D F |  |  | No | [7 empty] | D P | D P | D | D F
.1.3.6.1.4.1.20992.2.16 | Router | CRADLEPOINT | MBR1400v2 | CradlePoint MBR1400v2 Firmware Version 4.4.0.9473 | IP-9.3 | D P F |  |  | D F | D F |  |  | No
.1.3.6.1.4.1.6848.1.2 | Firewall | CROSSBEAM | X80 Firewall/Router | Crossbeam Systems XOS XOS-8_5_3_0-20091102_2 | IP-7.0.3.17 | D P F |  | D F | D F | D F |  |  | No |  |  |  | D F | D F |  |  | D P | D P | D
.1.3.6.1.4.1.28533.1.3 | Switch | CYAN | CyanZ33 | Z33 | IP-9.4 |  | D F |  | D F | D F |  |  | No
.1.3.6.1.4.1.28533.1.5 | Switch | CYAN | CyanZ22 | Z22 | IP-9.4 |  | D P F |  | D F | D F |  |  | No
.1.3.6.1.4.1.28533.1.1 | Switch | CYAN | CyanZ77 | Z77 | IP-9.2.2 |  | D P F |  | D F | D F |  |  | No
.1.3.6.1.4.1.15428.1.5 | Router | CYBERTEC | 2000 | Cybertec Series 2000 (Release 1.21 Apr 3 2009) | IP-8.1.1.1 | D P F |  |  | D F | D F |  |  | No
.1.3.6.1.4.1.2925.5 | Host | CYCLADES | AlterPath | Linux gshet5322 2.4.20_mvl31-debmax #1 Tue May 22 16:47:55 PDT 2007 ppc | IP-8.1.1.1 | D P F |  |  | D F | D F |  |  | No | [7 empty] | D P | D P | D
.1.3.6.1.4.1.193.20.1 | Host | D.N.A.SNMP |  | Ericsson MD110 IBERCOM-BC12/SP8++IBER-PMD/PAQ-D | IP-6.0 | D P F |  |  | D F | D F |  |  | No
.1.3.6.1.4.1.3709.1.2.95 | Switch | DATACOM | DmSwitch-4100 | ETH20GT+4GC+4XX+MPLS | IP-9.2.1 | D P F | D P F |  | D F | D F |  |  | No
.1.3.6.1.4.1.19746.3.1.25 | Host | DATADOMAIN | DD860 | Data Domain OS 5.0.0.7-226726 | IP-9.1/IP-8.1.3 | D P F |  |  | D F | D F |  |  | No |  |  |  | D F |  |  |  | D P | D P | D |  | D P
.1.3.6.1.4.1.19746.3.1.27 | Host | DATADOMAIN | DD890 | Data Domain OS 5.0.2.3-259543 | IP-9.4.2 | D P F |  |  | D F | D F |  |  | No |  |  |  | D F | D F | D F |  | D P | D P | D |  | D P
.1.3.6.1.4.1.19746.3.1.19 | Host | DATADOMAIN | DD880 | Data Domain OS 5.0.2.3-259543 | IP-9.1/IP-8.1.4 | D P F |  |  | D F | D F |  |  | No |  |  |  | D F | D F | D F |  | D P | D P | D |  | D P
.1.3.6.1.4.1.12962.2.1.4 | FileServer | DECRU | DataFort-E510v2 | DataFort E510v2 PWMDFT02 4.1P7 NAS41_P_022_01 | IP-9.1/IP-8.1.4 | D P F |  |  | D F | D F |  |  | No
.1.3.6.1.4.1.674.10895.4 | Switch | DELL | PowerConnect5224 | PowerConnect 5224 | IP-7.0.1 | D P F | D P F |  | D F | D F | D | D | No |  |  |  | D F | [5 empty] | D
.1.3.6.1.4.1.674.10895.3019 | Switch | DELL | PowerConnect-3548P | Ethernet Switch | IP-9.1/IP-8.1.4 | D P F | D P F |  | D F | D F | D | D | No |  |  |  | D F | D F |  |  |  |  | D
.1.3.6.1.4.1.674.10895.3002 | Switch | DELL | Dell PowerConnect 3002 | Ethernet Stackable Switching System | IP-7.0.3.11 | D P F | D F |  | D F | D F | D | D | No |  |  |  | D F | [5 empty] | D
.1.3.6.1.4.1.674.10895.3015 | Switch | DELL | PowerConnect M6220 | PowerConnect M6220 1.0.0.15 VxWorks5.5.1 | IP-7.0.3.9 | D F | D P F |  | D F | D F |  | D | No |  |  |  | D F | [5 empty] | D
.1.3.6.1.4.1.674.10895.3010 | Switch | DELL | PowerConnect-6224 | PowerConnect 6224 3.3.2.3 VxWorks 6.5 | IP-9.1/IP-8.1.4 | D F | D P F |  | D F | D F |  | D | No | [8 empty] | D P | D
.1.3.6.1.4.1.674.10895.3000 | Switch | DELL | Ethernet Switch PowerConnect3000 | Ethernet Routing Switch | IP-7.0 | D P F | D F |  | D F | D F | D | D | No |  |  |  | D F | D F | D F |  |  |  | D
.1.3.6.1.4.1.6027.1.1.3 | Switch | DELL | Force10-E300 | Force10 Networks Real Time Operating System Software\X0D\X0AForce10 Operating System Version: 1.0\X0D\X0AForce10 Application Software Version: 8.3.2.0\X0D\X0ACopyright (c) 1999-2010 by Force10 Networks Inc.\X0D\X0ABuild Time: Wed Jul 7 18:47:19 PDT 2010 | IP-9.1/IP-8.1.4 | D P F | D P F | D F | D F | D F |  | D | No |  |  |  | D F | D F |  |  | D P | D P | D
.1.3.6.1.4.1.674.10895.3006 | Switch | DELL | PowerConnect3424 | Ethernet Switch | IP-7.0.3.7 | D P F | D P F |  | D F | D F |  |  | No |  |  |  | D F | D F |  |  |  |  | D
.1.3.6.1.4.1.674.10895.3008 | Switch | DELL | PowerConnect3424P | Ethernet Switch | IP-7.0.3.7 | D P F | D P F |  | D F | D F | D |  | No |  |  |  | D F | D F |  |  |  |  | D
.1.3.6.1.4.1.674.10895.3013 | Switch | DELL | PowerConnect 6248P | Dell 48 Port PoE Gigabit Ethernet 2.1.1.4 VxWorks5.5.1 | IP-9.0/8.1.3 | D F | D P F |  | D F | D F | D | D | No |  |  |  | D F | D F |  |  |  |  | D
.1.3.6.1.4.1.674.10895.3 | Switch | DELL | PowerConnect3248 | PowerConnect 3248 | IP-7.0.1 | D P F | D P F |  | D F | D F | D | D | No |  |  |  | D F | [5 empty] | D
.1.3.6.1.4.1.674.10895.3030 | Switch | DELL | PowerConnect-5524 | 24G Ethernet Switch | IP-9.3 | D F | D P F |  | D F | D F | D | D | No |  |  |  | D F | D F | D F |  |  |  | D
.1.3.6.1.4.1.674.10895.3009 | Switch | DELL | PowerConnect3448P | Ethernet Switch | IP-7.0.3.7 | D P F | D P F |  | D F | D F | D | D | No |  |  |  | D F | D F |  |  |  |  | D
.1.3.6.1.4.1.674.10895.3007 | Switch | DELL | Powerconnect 3448 | Ethernet Switch | IP-7.0.3.5 | D P F | D P F |  | D F | D F | D |  | No |  |  |  | D F | D F |  |  |  |  | D
.1.3.6.1.4.1.6027.1.3.11 | Switch | DELL | Force10-S25N | Force10 Networks Real Time Operating System Software\X0D\X0AForce10 Operating System Version: 1.0\X0D\X0AForce10 Application Software Version: 8.3.2.0\X0D\X0ACopyright (c) 1999-2010 by Force10 Networks Inc.\X0D\X0ABuild Time: Wed Jul 7 18:35:25 PDT 2010 | IP-9.1/IP-8.1.4 | D P F | D P F | D F | D F | D F |  | D | No |  |  |  | D F | D F | D F |  | D P | D P | D
.1.3.6.1.4.1.6027.1.3.20 | Switch | DELL | S4048-ON | Dell Networking OS\X0D\X0AOperating System Version: 2.0\X0D\X0AApplication Software Version: 9.9(0.0P4)\X0D\X0ASeries: S4048-ON\X0D\X0ACopyright (c) 1999-2015 by Dell Inc. All Rights Reserved.\X0D\X0ABuild Time: Sun Oct 25 22:14:24 2015 | IP-9.4.2 | D F | D P F | D F | D F | D F |  | D | No |  |  |  | D F | D F | D F |  | D P | D P | D
.1.3.6.1.4.1.674.10895.3022 | Switch | DELL | PowerConnect-M8024 | PowerConnect M8024 3.1.5.13 VxWorks 6.5 | IP-9.1/IP-8.1.4 | D F | D P F |  | D F | D F |  | D | No |  |  |  | D F | [5 empty] | D
.1.3.6.1.4.1.674.10895.3024 | Switch | DELL | PowerConnect-8024F | Powerconnect 8024F 4.2.1.3 VxWorks 6.6 | IP-9.1/IP-8.1.4 | D F | D P F |  | D F | D F |  | D | No |  |  |  | D F | D F | D F |  |  | D P | D
.1.3.6.1.4.1.674.10895.3003 | Switch | DELL | Ethernet Switch PowerConnect3348 | Ethernet Stackable Switching System | IP-7.0.3.7 | D P F | D F |  | D F | D F | D |  | No |  |  |  | D F | [5 empty] | D
.1.3.6.1.4.1.674.10895.3011 | Switch | DELL | PowerConnect 6248 | PowerConnect 6248 2.2.0.3 VxWorks5.5.1 | IP-8.1.2 | D F | D P F |  | D F | D F | D | D | No |  |  |  | D F | D F |  |  |  |  | D
.1.3.6.1.4.1.674.10895.3041 | Switch | DELL | PowerConnect-M8204-K | PowerConnect M8024-k 5.0.0.4 VxWorks 6.6 | IP-9.2.1 |  | D P F |  | D F | D F |  |  | No | [8 empty] | D P | D
.1.3.6.1.4.1.24440 | Switch | DELL | XSigo |  | IP-9.1/IP-8.1.4 | D P F |  |  | D F | D F |  |  | No
.1.3.6.1.4.1.16378.66 | Router | DIGI | WR44c | \X0D\X0ADigi TransPort WR44C-XXX-E00 Ser#:131015\X0D\X0ASoftware Build Ver5088. Jan 14 2010 11:52:53 SW\X0D\X0AARM Bios Ver 5.81 v39 400MHz B512-M512-F80-O10 MAC:00042d01ffc7 | IP-8.1.2 | D F |  |  | D F | D |  |  | No
.1.3.6.1.4.1.16378.65 | Router | DIGI | WR44-HXA3-DE1-XX | \X0D\X0ADigi TransPort WR44-HXA3-DE1-XX Ser#:159034\X0D\X0ASoftware Build Ver5111. Aug 27 2010 13:44:51 SW\X0D\X0AARM Bios Ver 5.92 v39 400MHz B512-M512-F80-O10 MAC:00042d026d3a | IP-8.1.2 | D P F |  |  | D F | D F |  |  | No | [7 empty] | D P
.1.3.6.1.4.1.300.1 | Router | DIGILINK | DL 3100 | sysDescr not set | IP-6.5.3 | D F |  |  | D F | D |  |  | No
.1.3.6.1.4.1.171.10.9.5 | Switch | D-LINK | DES-5200 | 10/100 Fast Ethernet Switching Hub | IP-6.5.2 | D P F | D P F |  | D F | D F |  |  | No
.1.3.6.1.4.1.7262.2.2 | Router | DRAGONWIRE | HC30 | hc30_107_32qam Omni: 1.01.03 | IP-8.1.1.1 | D F |  |  | D F | D F |  |  | No
.1.3.6.1.4.1.705.1 | Host | EATON | UPS | UPS | IP-9.4 | D P F |  |  | D F | D F |  |  | No
.1.3.6.1.4.1.259.8.2.3 | Switch | EDGECORE | ES3528WDM | EdgeCore LAYER 2 WDM METRO ACCESS SWITCH ES3528-WDM | IP-8.1.2 | D P F | D P F |  | D F | D F | D | D | No |  |  |  | D F | D F | D F |  | D P | D P | D
.1.3.6.1.4.1.259.8.1.3 | Switch | EDGECORE | ES4626-SFP | ES4626-SFP Device Compiled Aug 24 15:32:08 2009\X0A SoftWare Version ES4626-SFP_6.0.207.0\X0A BootRom Version ES4626-SFP_1.7.0\X0A HardWare Version 3.0\X0A Copyright (C) 2001-2007 by Accton Technology Corp.\X0A All rights reserved.\X0A | IP-9.4.1 | D P F | D P F |  | D F | D F | D | D | No
.1.3.6.1.4.1.259.8.2.2 | Switch | EDGECORE | ES3528 | EggeCore LAYER 2 ETHERNET METRO ACCESS SWITCH ES3528 | IP-8.1.2 | D P F | D P F |  | D F | D F | D | D | No |  |  |  | D F | D F | D F |  | D P | D P | D
.1.3.6.1.4.1.19139.10.5 | Switch | EDGEWATERNETWORKS | EdgeConnect800POE | L2 SNMP Switch | IP-6.5.3.14 | D F | D F |  | D F | D F | D | D | No
.1.3.6.1.4.1.19139.24 | Router | EDGEWATERNETWORKS | 5300LF | Linux 5300LF_VDNA 2.6.33 #1 SMP Fri Feb 25 03:00:41 PST 2011 i686 | IP-9.0/8.1.3 | D P F |  |  | D F | D F |  |  | No | [7 empty] | D P | D P
.1.3.6.1.4.1.19139.19 | Router | EDGEWATERNETWORKS | EdgeMarc-4608PoEW | Linux 4608PoE-IPV6-1 2.6.33 #1 Fri Jan 28 00:57:36 PST 2011 ppc | IP-8.1.2 | D P F |  |  | D F | D F |  |  | No | [7 empty] | D P | D P
.1.3.6.1.4.1.19139.27 | Router | EDGEWATERNETWORKS | EdgeMarc4603 | Linux 4603 2.6.33 #1 Wed Apr 3 01:22:00 PDT 2013 ppc | IP-9.4 | D P F |  |  | D F | D F |  |  | No | [7 empty] | D P | D P
.1.3.6.1.4.1.19139.16 | Router | EDGEWATERNETWORKS | EdgeMarc4508Series | Linux BVoIP_HIPCSEM 2.4.31-uc0 #1 Sat Sep 29 23:58:10 PDT 2007 armv5b | IP-6.5.3.14 | D P F |  |  | D F | D F |  |  | No | [7 empty] | D P | D P
.1.3.6.1.4.1.259.6.10.89 | Switch | EDGEWATERNETWORKS | EdgeConnect2402POE | 24 10/100 pluse 2 combo ports PoE L2 managed Switch | IP-6.5.3.14 | D P F | D P F |  | D F | D F | D | D | No
.1.3.6.1.4.1.3813.2.9 | Switch | ELLACOYA | e100 | e100 9.1.0-30 Copyright (C) Arbor Networks Inc (2007-2009) | IP-8.1.1.1 |  | D P F |  | D F | D F |  |  | No
.1.3.6.1.4.1.12148.7.8 | Host | ELTEK | E48 | Eltek Energy SNMP Agent | IP-9.3 | D P F |  |  | D F | D F |  |  | No
.1.3.6.1.4.1.7368.5.10 | Host | EMC | EDL710R0275 | EMC CLARiiON Disk Library | IP-7.0.3.12 | D P F |  |  | D F | D F |  |  | No
.1.3.6.1.4.1.1139 | FileServer | EMC | Celerra | Product: EMC Celerra File Server Project: SNAS Version: T5.6.48.705 | IP-8.1.1.1 | D F |  |  | D F | D F |  |  | No | [9 empty] | D
.1.3.6.1.4.1.1981.1.1 | Host | EMC | CX4120 | CX4-120 - Flare 4.28.0.0.5.706 | IP-8.1.1.1 | D P F |  |  | D F | D F |  |  | No
.1.3.6.1.4.1.1364.1 | Probe | EMERSON | CHLORIDE EDR2400 | CTS Embedded Webserver\X00 | IP-8.1.1.1 | D P F |  |  | D F | D F |  |  | No
.1.3.6.1.4.1.5624.2.1.100 | Switch | ENTERASYSNETWORKS | B3G124-24 | Enterasys Networks Inc. B3G124-24 Rev 01.00.74 | IP-8.1.2 | D P F | D P F |  | D F | D F | D | D | No
.1.3.6.1.4.1.5624.2.1.11 | Switch | ENTERASYSNETWORKS | VH-2402S/S2 | Vertical Horizon VH-2402S | IP-7.0.3.16 | D P F | D P F |  | D F | D F | D | D | No
.1.3.6.1.4.1.5624.2.1.2 | Switch | ENTERASYSNETWORKS | 6G306-06 | Enterasys Networks 6G306-06 Rev 04.08.22 05/15/01--10:51 ofc | IP-7.0.3.14 | D P F | D F |  | D F | D F | D |  | No |  |  |  | D F | D F |  |  |  |  | D
.1.3.6.1.4.1.5624.2.1.62 | Switch | ENTERASYSNETWORKS | V2H124-24 | Enterasys Networks Inc. V2H124-24; SW version: V2.4.2.0 | IP-8.1.2 | D P F | D P F |  | D F | D F | D | D | No
.1.3.6.1.4.1.5624.2.2.318 | Switch | ENTERASYSNETWORKS | B2H124-48P | Enterasys Networks Inc. B2H124-48P Rev 04.02.01.0006 | IP-8.1.2 | D P F | D P F |  | D F | D F | D | D | No
.1.3.6.1.4.1.5624.2.1.89 | Switch | ENTERASYSNETWORKS | A2H124-48 | Enterasys Networks Inc. A2H124-48 Rev 01.00.26 | IP-8.1.2 | D P F | D P F |  | D F | D F | D |  | No
.1.3.6.1.4.1.5624.2.2.314 | Switch | ENTERASYSNETWORKS | B2G124-24 | Enterasys Networks Inc. B2G124-24 Rev 01.01.25 | IP-7.0.3.3 | D P F | D P F |  | D F | D F | D | D | No
.1.3.6.1.4.1.5624.2.2.317 | Switch | ENTERASYSNETWORKS | B2H124-48 | Enterasys Networks Inc. B2H124-48 Rev 04.00.77 | IP-7.0.3.3 | D P F | D P F |  | D F | D F | D | D | No
.1.3.6.1.4.1.1012.2.6.23 | Bridge | ERICSSON | EDA2530 | Ericsson EDA2530 Release 4.21 S20 | IP-8.1.2 |  | D P F |  | D F | D F |  | D | No
.1.3.6.1.4.1.25651.1.2 | Switch | EXALTCOM | rc23010 | ExtendAir rc23010 | IP-9.2.1 | D P F |  |  | D F | D F |  |  | No | [7 empty] | D P | D P | D
.1.3.6.1.4.1.3405.2.7 | Router | EXPAND | Accelerator 4900 | AcceleratorOS Accelerator 4900 Series\X0AVersion v6.3(1) (Build1.18)\X0A\X0ACompiled on July 07 20:15:04 2010\X0AKernel version: 2.4.33 Compiled on 7 19:36:40 IDT\X0ASystem is up for 31 days and 50 minute(s).\X0A3 Eth | IP-9.0/8.1.3 | D P F |  |  | D F | D F |  |  | No | [7 empty] | D P
.1.3.6.1.4.1.3405.3 | Router | EXPAND | Accelerator 4800 | ExpandOS Accelerator 4000 Series\X0D\X0AVersion 4.3(2) Release\X0D\X0AExpand Networks Inc.\X0D\X0ACompiled on December 15 10:38:25 2004(Build 1)\X0D\X0AKernel version: 1.5.6 Compiled on Thu Feb 19 15:42:58 2004 (Build 32)\X0D\X0ABootrom version: 1.4.3 Compiled at Tue Nov 20 13:18:22 2001 (Build 26)\X0D\X0A\X0D\X0A | IP-6.5.3 | D P F |  |  | D F | D F |  |  | No | [7 empty] | D P
.1.3.6.1.4.1.3405.2.5 | Router | EXPAND | Accelerator 1800 | AcceleratorOS Accelerator Series\X0AVersion v6.0(2) (Build3.03)\X0A\X0ACompiled on November 21 13:42:04 2006\X0AKernel version: 2.4.20 Compiled on Nov 21 12:58:39 2006\X0ASystem is up for 2 days and 5:40 hour(s).\X0A | IP-9.0/8.1.3 | D P F |  |  | D F | D F |  |  | No | [7 empty] | D P
.1.3.6.1.4.1.1916.2.17 | Switch | EXTREME | Alpine3808 | Alpine3808 - Version 7.2.0 (Build 33) by Release_Master 07/09/04 14:05:12 | IP-6.0 | D F | D P F | D F | D F | D F | D | D | Yes | [9 empty] | D
.1.3.6.1.4.1.1916.2.56 | Switch | EXTREME | Black Diamond 10808 | ExtremeXOS version 12.1.1.4 v1211b4 by release-manager on Tue Apr 29 18:03:43 PDT 2008 | IP-7.0.1 | D P F | D P F | D F | D F | D F |  |  | Yes |  |  |  | D F | D F | D F |  |  |  | D
.1.3.6.1.4.1.1916.2.13 | Switch | EXTREME | Summit7iTx | Summit7iTx - Version 7.3.2 (Build 3) by Release_Master 02/21/05 16:35:08 | IP-6.0 | D F | D P F | D F | D F | D F |  | D | Yes | [9 empty] | D
.1.3.6.1.4.1.1916.2.58 | Switch | EXTREME | Summit400-48t | Summit400-48t - Version 7.5e.1 (Build 1) by Release_Master 10/11/05 02:37:52 | IP-7.0.3.15 | D F | D P F |  | D F | D F | D | D | Yes |  |  |  | D F | D F | D F |  |  |  | D
.1.3.6.1.4.1.1916.2.82 | Switch | EXTREME | SummitX450a-24xdc | ExtremeXOS version 11.6.4.11 v1164b11-patch1-2 by release-manager on Tue Apr 29 14:40:44 PDT 2008 | IP-9.0/8.1.3 | D P F | D P F | D F | D F | D F |  |  | No |  |  |  | D F | D F | D F |  |  |  | D
.1.3.6.1.4.1.1916.2.129 | Switch | EXTREME | Ericsson-NWI | ExtremeXOS version 12.3.1.2 v1231b2 by release-manager on Thu Jun 18 21:56:40 PDT 2009 | IP-9.0/8.1.3 | D F | D P F | D F | D F | D F |  |  | Yes |  |  |  | D F |  | D F |  |  |  | D
.1.3.6.1.4.1.1916.2.72 | Switch | EXTREME | SummitX450e-24p | ExtremeXOS version 12.5.1.6 v1251b6 by release-manager on Tue Nov 23 09:49:14 PST 2010 | IP-9.0/8.1.3 | D F | D P F | D F | D F | D F |  |  | No |  |  |  | D F | D F | D F |  |  |  | D
.1.3.6.1.4.1.1916.2.155 | Switch | EXTREME | X460-48t | ExtremeXOS version 12.5.1.6 v1251b6 by release-manager on Tue Nov 23 09:49:14 PST 2010 | IP-9.0/8.1.3 | D P F | D P F | D F | D F | D F | D |  | Yes |  |  |  | D F | D F | D F |  |  |  | D
.1.3.6.1.4.1.1916.2.154 | Switch | EXTREME | X460-24x | ExtremeXOS version 12.6.2.10 v1262b10-patch1-2 by release-manager on Fri Dec 2 13:17:14 EST 2011 | IP-9.2.1 | D F | D P F | D F | D F | D F |  |  | No |  |  |  | D F | D F | D F |  |  |  | D
.1.3.6.1.4.1.1916.2.66 | Switch | EXTREME | SummitX450-24t | ExtremeWare X0S version 11.2.2.4 v1122b4 by release-manager on Fri Jun 3 23:50:48 PDT 2005 | IP-7.0.1 | D P F |  | D F | D F | D F |  |  | Yes |  |  |  | D F | D F | D F |  |  |  | D
.1.3.6.1.4.1.1916.2.93 | Switch | EXTREME | SummitX250e-24t | ExtremeXOS version 12.5.1.6 v1251b6 by release-manager on Tue Nov 23 09:49:14 PST 2010 | IP-8.1.2 | D F | D P F | D F | D F | D F |  |  | Yes |  |  |  | D F | D F | D F |  |  |  | D
.1.3.6.1.4.1.1916.2.80 | Switch | EXTREME | SUMMITX450A-24TDC | ExtremeWare XOS version 11.5.2.0 branch-SR1_v1152b0 by tvann on Mon Dec 4 14:13:49 EST 2006 | IP-6.5.3 | D P F | D P F | D F | D F | D F |  |  | Yes |  |  |  | D F | D F | D F |  |  |  | D
.1.3.6.1.4.1.1916.2.22 | Switch | EXTREME | Summit-5iTX | Summit5iTx - Version 7.2.0 (Build 25) by Release_Master 03/23/04 15:55:45 | IP-7.0.2 | D F | D P F |  | D F | D F |  | D | Yes |  |  |  | D F | D F | D F |  |  |  | D
.1.3.6.1.4.1.1916.2.62 | Switch | EXTREME | BlackDiamond8810 | ExtremeWare X0S version 11.1.0.24 v1110b24 by release-manager on Fri Oct 22 12:19:55 PDT 2004 | IP-6.5.2 | D F | D F | D F | D F | D F |  |  | Yes |  |  |  | D F | D F | D F |  |  |  | D
.1.3.6.1.4.1.1916.2.11 | Switch | EXTREME | BlackDiamond6808 | BD6808 - Version 7.3.2 (Build 3) by Release_Master 02/21/05 17:54:52 | IP-6.2.3 | D F | D P F | D F | D F | D F |  | D | Yes |  |  |  | D F | D F | D F |  |  |  | D
.1.3.6.1.4.1.1916.2.16 | Switch | EXTREME | Summit 48i | Summit48i - Version 7.5.2 (Build 6) by Build_Master 02/23/06 04:38:48 | IP-6.2.3 | D F | D P F | D F | D F | D F |  | D | Yes |  |  |  | D F | D F | D F |  |  |  | D
.1.3.6.1.4.1.1916.2.20 | Switch | EXTREME | Alpine3804 | Alpine3804 - Version 7.5.3 (Build 8) by Release_Master 07/21/06 10:40:53 | IP-6.2.3 | D F | D P F | D F | D F | D F | D | D | Yes |  |  |  | D F | D F | D F |  |  |  | D
.1.3.6.1.4.1.1916.2.77 | Switch | EXTREME | BD12804 | ExtremeXOS version 11.6.4.11 v1164b11-patch1-2 by release-manager on Tue Apr 29 14:39:01 PDT 2008 | IP-9.0/8.1.3 | D P F | D P F | D F | D F | D F |  |  | No |  |  |  | D F | D F | D F |  |  |  | D
.1.3.6.1.4.1.1916.2.27 | Switch | EXTREME | BlackDiamond6804 | BD6804 - Version 7.3.2 (Build 3) by Release_Master 02/21/05 17:54:52 | IP-6.2.3 | D P F | D P F | D F | D F | D F |  | D | Yes | [9 empty] | D
.1.3.6.1.4.1.1916.2.168 | Switch | EXTREME | Extreme-SummitX670-48x | ExtremeXOS (X670V-48x) version 15.3.3.5 v1533b5 by release-manager on Mon Dec 2 16:08:07 EST 2013 | IP-9.4 | D P F | D P F | D F | D F | D F |  |  | Yes |  |  |  | D F | D F | D F |  |  |  | D
.1.3.6.1.4.1.1916.2.7 | Switch | EXTREME | Summit24 | USUERK01 - Version 4.1.21 (Build 1) by Release_Master Wed 05/08/2002 12:17p | IP-6.0 | D F | D P F | D | D F | D F |  | D | Yes | [9 empty] | D
.1.3.6.1.4.1.1916.2.71 | Switch | EXTREME | Summit X406 | ExtremeWare XOS version 11.5.0.8 v1150b8 by release-manager on Thu May 4 11:15:29 PDT 2006 | IP-7.0.1 | D P F |  | D F | D F | D F |  |  | Yes |  |  |  | D F | D F | D F |  |  |  | D
.1.3.6.1.4.1.1916.2.76 | Switch | EXTREME | SummitX450-48t | ExtremeXOS version 12.1.1.4 v1211b4 by release-manager on Tue Apr 29 17:46:58 PDT 2008 | IP-7.0.2 | D P F | D P F | D F | D F | D F |  |  | Yes |  |  |  | D F | D F | D F |  |  |  | D
.1.3.6.1.4.1.3375.2.1.3.4.59 | LoadBalancer | F5 | Big-IP-4200 | 11.4.0 | IP-9.3 |  | D F |  | D F | D F |  | D | No |  |  |  | D F | D F | D F |  | D P | D P | D
.1.3.6.1.4.1.3375.2.1.3.4.19 | LoadBalancer | F5 | BIGIP-1600 | 11.2.1 | IP-9.1/IP-8.1.4 |  | D F | D F | D F | D F |  | D | No |  |  |  | D F | D F | D F |  | D P | D P | D
.1.3.6.1.4.1.3375.2.1.3.4.43 | LoadBalancer | F5 | BIGIP-LTM | 11.1.0 | IP-9.1/IP-8.1.4 | D P F | D F |  | D F | D F |  | D | No | [7 empty] | D P | D P | D
.1.3.6.1.4.1.3375.2.1.3.4.25 | LoadBalancer | F5 | BigIP-LTM | 10.2.1 | IP-9.1/IP-8.1.4 | D P F | D F |  | D F | D F |  | D | No |  |  |  | D F | D F | D F |  | D P | D P | D
.1.3.6.1.4.1.3375.2.1.3.4.53 | LoadBalancer | F5-IP-CONTROLLER | BIGIP-LTM | 11.2.0 | IP-9.2 |  | D F |  | D F | D F |  | D | No |  |  |  | D F | D F | D F |  | D P | D P | D
.1.3.6.1.4.1.3375.2.1.3.4.47 | LoadBalancer | F5NETWORKS | ViprionB4300 | 11.4.0 | IP-9.4 |  | D F | D F | D F | D F |  | D | No |  |  |  | D F | D F | D F |  | D P | D P | D
.1.3.6.1.4.1.3375.2.1.3.4.6 | LoadBalancer | F5NETWORKS | BIG-IP | 9.1.2 | IP-9.1/IP-8.1.3 | D P F | D F |  | D F | D F |  | D | No |  |  |  | D F | D F | D F |  | D P | D P | D
.1.3.6.1.4.1.3375.2.1.3.4.23 | LoadBalancer | F5NETWORKS | BIGIP-8900 | 9.4.7 | IP-9.1/IP-8.1.3 | D F | D F |  | D F | D F |  | D | No |  |  |  | D F | D F | D F |  | D P | D P | D
.1.3.6.1.4.1.3375.2.1.3.4.48 | LoadBalancer | F5NETWORKS | VIPRION2400 | 11.3.0 | IP-9.2.1 |  | D F | D F | D F | D F |  | D | No |  |  |  | D F | D F |  |  | D P | D P | D
.1.3.6.1.4.1.3375.2 | LoadBalancer | F5NETWORKS | BIG-IP | Linux ACGBESS01.ssm.che.vodafone 2.4.21-9.2.3.27.0smp #2 SMP Sun Jan 15 01:07:37 PST 2006 i686 | IP-7.0.3 | D P F |  |  | D F | D F |  |  | No |  |  |  | D F | D F | D F |  | D P | D P | D
.1.3.6.1.4.1.3375.2.1.3.4.13 | LoadBalancer | F5NETWORKS | BIGIP-8800 | 9.4.5 | IP-9.1/IP-8.1.3 | D F | D F |  | D F | D F |  | D | No |  |  |  | D F | D F | D F |  | D P | D P | D
.1.3.6.1.4.1.3375.2.1.3.4.72 | LoadBalancer | F5NETWORKS | BIG-IP-5250 | 11.5.1 | IP-9.4.2 |  | D F |  | D F | D F |  | D | No |  |  |  | D F | D F | D F |  | D P | D P | D
.1.3.6.1.4.1.3375.2.1.3.4.57 | LoadBalancer | F5NETWORKS | BIG-IP-8950S | 11.2.1 | IP-9.2 |  | D F |  | D F | D F |  |  | No |  |  |  | D F | D F | D F |  | D P | D P | D
.1.3.6.1.4.1.3375.1.1 | LoadBalancer | F5NETWORKS | BIG/ip | BIG-IP ausbigipcorpps304.us.dell.com BIG-IP 4.5.11 BIG-IP Kernel 4 i386 | IP-6.0 | D P F |  |  | D F | D F |  |  | No
.1.3.6.1.4.1.3375.2.1.3.4.12 | LoadBalancer | F5NETWORKS | BIG-IP | 9.3.0 | IP-9.1/IP-8.1.4 | D F | D F |  | D F | D F |  | D | No |  |  |  | D F | D F | D F |  | D P | D P | D
.1.3.6.1.4.1.3375.2.1.3.4.80 | Firewall | F5NETWORKS | Linux-LBJPTKMSL0301 | Linux LBJPTKMSL0301.aig.co.jp 2.6.32-279.19.1.el6.f5.x86_64 #1 SMP Thu Dec 18 16:22:10 PST 2014 x86_64 | IP-9.4.2 | D F | D F |  | D F | D F |  | D | No |  |  |  | D F | D F | D F |  | D P | D P | D |  | D
.1.3.6.1.4.1.3375.2.1.3.4.4 | LoadBalancer | F5NETWORKS | BIGIP-1500 | 10.0.1 | IP-9.1/IP-8.1.3 | D P F | D F |  | D F | D F |  | D | No |  |  |  | D F | D F | D F |  | D P | D P | D
.1.3.6.1.4.1.3375.2.1.3.4.26 | LoadBalancer | F5NETWORKS | EM4000 | 3.0.0 | IP-9.2 |  | D F |  | D F | D F |  |  | No |  |  |  | D F | D F | D F |  | D P | D P | D
.1.3.6.1.4.1.3375.2.1.3.4.22 | LoadBalancer | F5NETWORKS | BIGIP-6900 | 9.4.8 | IP-9.1/IP-8.1.3 | D P F | D F |  | D F | D F |  | D | No |  |  |  | D F | D F | D F |  | D P | D P | D
.1.3.6.1.4.1.3375.2.1.3.4.21 | LoadBalancer | F5NETWORKS | BIG-IP 3600 LTM ASM | 10.0.1 | IP-9.1/IP-8.1.3 | D P F | D F |  | D F | D F |  | D | No |  |  |  | D F | D F | D F |  | D P | D P | D
.1.3.6.1.4.1.3375.2.1.3.4.61 | LoadBalancer | F5NETWORKS | F5 BIG-IP 2000 | 11.5.1 | IP-9.4.2 | D F | D F |  | D F | D F |  | D | No |  |  |  | D F | D F | D F |  | D P | D P | D
.1.3.6.1.4.1.3375.2.1.3.4.20 | LoadBalancer | F5NETWORKS | BIGIP-1600 | 9.4.5 | IP-9.1/IP-8.1.3 | D P F | D F |  | D F | D F |  | D | No |  |  |  | D F | D F | D F |  | D P | D P | D
.1.3.6.1.4.1.3375.2.1.3.4.84 | LoadBalancer | F5NETWORKS | BIG-IP-7200v | 11.4.1 | IP-9.4.2 |  | D F |  | D F | D F |  | D | No |  |  |  | D F | D F | D F |  | D P | D P | D
.1.3.6.1.4.1.3375.2.1.3.4.2 | LoadBalancer | F5NETWORKS | BIG-IP | Linux utqf53dnsapp01.msdwis.com 2.4.21-9.4.7.320.0smp #2 SMP Thu Mar 19 23:35:48 PDT 2009 i686 | IP-8.1.2 | D P F |  |  | D F | D F |  |  | No | [7 empty] | D P | D P | D
.1.3.6.1.4.1.3375.2.1.3.4.10 | LoadBalancer | F5NETWORKS | BIGIP-6400 | 9.3.1 | IP-9.1/IP-8.1.3 | D P F | D F |  | D F | D F |  | D | No |  |  |  | D F | D F | D F |  | D P | D P | D
.1.3.6.1.4.1.3375.2.1.3.4.1 | LoadBalancer | F5NETWORKS | BIG-IP | Linux utpf53dnsapp01.msdwis.com 2.4.21-9.4.7.320.0smp #2 SMP Thu Mar 19 23:35:48 PDT 2009 i686 | IP-8.1.2 | D P F |  |  | D F | D F |  |  | No | [7 empty] | D P | D P | D
.1.3.6.1.4.1.3375.2.1.3.4.5 | LoadBalancer | F5NETWORKS | BIGIP-2400 | 9.4.7 | IP-9.1/IP-8.1.3 | D F | D F |  | D F | D F |  | D | No |  |  |  | D F | D F |  |  | D P | D P | D
.1.3.6.1.4.1.3375.2.1.3.4.70 | LoadBalancer | F5NETWORKS | VIPRION-2250 | 11.5.4 | IP-9.4.2 | D P F | D F | D F | D F | D F |  | D | No |  |  |  | D F | D F |  |  | D P | D P | D
.1.3.6.1.4.1.3375.2.1.3.4.81 | LoadBalancer | F5NETWORKS | BIGIP-2000 | 11.4.1 | IP-9.3 |  | D F |  | D F | D F |  | D | No |  |  |  | D F | D F | D F |  | D P | D P | D
.1.3.6.1.4.1.3375.2.1.3.4.87 | LoadBalancer | F5NETWORKS | BIG-IP-10000 | 11.4.1 | IP-9.3 |  | D F |  | D F | D F |  | D | No |  |  |  | D F | D F | D F |  | D P | D P | D
.1.3.6.1.4.1.3375.2.1.3.4.8 | LoadBalancer | F5NETWORKS | BIGIP-5100 | 9.4.7 | IP-9.1/IP-8.1.3 | D P F | D F |  | D F | D F |  | D | No |  |  |  | D F | D F |  |  | D P | D P | D
.1.3.6.1.4.1.3375.2.1.3.4.11 | LoadBalancer | F5NETWORKS | BIGIP-6800 | 9.4.7 | IP-9.1/IP-8.1.3 | D F | D F |  | D F | D F |  | D | No |  |  |  | D F | D F | D F |  | D P | D P | D
.1.3.6.1.4.1.3375.2.1.3.4.94 | LoadBalancer | F5NETWORKS | BIG-IP-vCMP-Guest | Linux vl403ncchar400-1.wellsfargo.com 2.6.32-279.19.1.el6.f5.x86_64 #1 SMP Fri Jan 15 16:54:19 PST 2016 x86_64 | IP-9.4.2 | D P F | D F |  | D F | D F |  | D | No | [7 empty] | D P | D P | D |  | D
.1.3.6.1.4.1.4467.100.100.1 | Host | FIBROLAN | Metrostar | MetroStar System | IP-6.5.2 | D P F |  |  | D F | D F |  |  | No |  |  |  | D F
.1.3.6.1.4.1.25597.1 | Host | FIREEYE | CMS | Linux nc-cic-cms7300-1 3.4.28 #1 SMP PREEMPT Thu Jun 13 18:01:00 PDT 2013 x86_64 | IP-9.3 | D P F |  |  | D F | D F |  |  | No | [7 empty] | D P | D P | D |  | D P
.1.3.6.1.4.1.1226.1.3.1 | Host | FLUKE | Networks OptiView Integrated Network Analyzer | Fluke Networks OptiView (tm) Integrated Network Analyzer\X0ACopyright (c) 2000-2004 by Fluke Networks Inc. | IP-7.0.2 | D F |  |  | D F | D F |  |  | No
.1.3.6.1.4.1.6027.1.3.9 | Switch | FORCE10 | S25V | 24-port FE/GE with Dual DC (SB) | IP-7.0.3.16 | D F | D P F |  | D F | D F |  | D | No
.1.3.6.1.4.1.6027.1.3.16 | Switch | FORCE10 | Z9000 | Force10 Networks Real Time Operating System Software\X0D\X0AForce10 Operating System Version: 1.0\X0D\X0AForce10 Application Software Version: 8.3.11.0E4\X0D\X0ACopyright (c) 1999-2011 by Force10 Networks Inc.\X0D\X0ABuild Time: Wed May 11 00:49:47 PDT 2011 | IP-9.0/8.1.3 | D P F | D P F | D F | D F | D F |  | D | Yes |  |  |  | D F | D F | D F |  | D P | D P | D
.1.3.6.1.4.1.6027.1.3.8 | Switch | FORCE10 | S50NDC | Force10 Networks Real Time Operating System Software\X0D\X0AForce10 Operating System Version: 1.0\X0D\X0AForce10 Application Software Version: 8.3.2.0\X0D\X0ACopyright (c) 1999-2010 by Force10 Networks Inc.\X0D\X0ABuild Time: Wed Jul 7 18:35:25 PDT 2010 | IP-9.1/IP-8.1.4 | D P F | D P F |  | D F | D F |  | D | No | [9 empty] | D
.1.3.6.1.4.1.6027.1.3.14 | Switch | FORCE10 | S4810 | Force10 Networks Real Time Operating System Software\X0D\X0AForce10 Operating System Version: 1.0\X0D\X0AForce10 Application Software Version: 8.3.7.1\X0D\X0ACopyright (c) 1999-2011 by Force10 Networks Inc.\X0D\X0ABuild Time: Thu Apr 7 09:08:59 PDT 2011 | IP-9.0/8.1.3 | D P F | D P F | D F | D F | D F |  | D | Yes |  |  |  | D F | D F | D F |  | D P | D P | D
.1.3.6.1.4.1.6027.1.3.3 | Switch | FORCE10 | S50V | Force10 Networks Real Time Operating System Software\X0D\X0AForce10 Operating System Version: 1.0\X0D\X0AForce10 Application Software Version: 8.4.2.3\X0D\X0ACopyright (c) 1999-2010 by Force10 Networks Inc.\X0D\X0ABuild Time: Sat Apr 23 07:04:41 PDT 2011 | IP-9.2.2 | D F | D P F | D F | D F | D F |  | D | Yes |  |  |  | D F | D F | D F |  | D P | D P | D
.1.3.6.1.4.1.6027.1.3.13 | Switch | FORCE10 | S55 | Force10 Networks Real Time Operating System Software\X0D\X0AForce10 Operating System Version: 1.0\X0D\X0AForce10 Application Software Version: 8.3.5.1\X0D\X0ACopyright (c) 1999-2011 by Force10 Networks Inc.\X0D\X0ABuild Time: Fri Feb 11 04:38:01 2011 | IP-9.0/8.1.3 | D P F | D P F | D F | D F | D F |  | D | Yes |  |  |  | D F | D F | D F |  | D P | D P | D
.1.3.6.1.4.1.6027.1.3.12 | Switch | FORCE10 | S60 | Force10 Networks Real Time Operating System Software\X0D\X0AForce10 Operating System Version: 1.0\X0D\X0AForce10 Application Software Version: 8.3.3.5\X0D\X0ACopyright (c) 1999-2010 by Force10 Networks Inc.\X0D\X0ABuild Time: Fri Jan 28 22:12:17 2011 | IP-9.0/8.1.3 | D P F | D P F | D F | D F | D F |  | D | Yes |  |  |  | D F | D F | D F |  | D P | D P | D
.1.3.6.1.4.1.6027.1.2.2 | Switch | FORCE10 | C150 | Force10 Networks Real Time Operating System Software\X0D\X0AForce10 Operating System Version: 1.0\X0D\X0AForce10 Application Software Version: 7.8.1.3b\X0D\X0ACopyright (c) 1999-2008 by Force10 Networks Inc.\X0D\X0ABuild Time: Fri Dec 4 16:59:31 2009 | IP-8.1.2 | D P F | D P F | D F | D F | D F |  | D | No |  |  |  | D F | D F |  |  | D P | D P | D
.1.3.6.1.4.1.6027.1.2.1 | Switch | FORCE10 | C300 | Force10 Networks Real Time Operating System Software\X0D\X0AForce10 Operating System Version: 1.0\X0D\X0AForce10 Application Software Version: 7.8.1.3b\X0D\X0ACopyright (c) 1999-2008 by Force10 Networks Inc.\X0D\X0ABuild Time: Fri Dec 4 16:59:31 2009 | IP-8.1.2 | D P F | D P F | D F | D F | D F |  | D | No |  |  |  | D F | D F |  |  | D P | D P | D
.1.3.6.1.4.1.6027.1.3.7 | Switch | FORCE10 | S50N | Force10 Networks Real Time Operating System Software\X0D\X0AForce10 Operating System Version: 1.0\X0D\X0AForce10 Application Software Version: 7.7.1.1\X0D\X0ACopyright (c) 1999-2007 by Force10 Networks Inc.\X0D\X0ABuild Time: Fri Sep 12 15:09:17 PDT 2008 | IP-8.1.2 | D P F | D P F |  | D F | D F |  | D | No |  |  |  | D F | D F | D F |  | D P | D P | D
.1.3.6.1.4.1.6027.1.1 | Switch | FORCE-10 | E1200 | Force10 Networks Real Time Operating System Software\X0D\X0AForce10 Operating System Version: 1.0\X0D\X0AForce10 Application Software Version: 6.5.4.2\X0D\X0ACopyright (c) 1999-2005 by Force10 Networks Inc.\X0D\X0ABuild Time: Wed Aug 22 01:37:59 PDT 2007 | IP-7.0.3.16 |  | D P F | D F | D F | D F |  | D | Yes |  |  |  | D F | D F |  |  | D P | D P | D
.1.3.6.1.4.1.6027.1.1.1 | Switch | FORCE-10 | EX1200 | Force10 Networks Real Time Operating System Software\X0D\X0AForce10 Operating System Version: 1.0\X0D\X0AForce10 Application Software Version: 7.7.1.1\X0D\X0ACopyright (c) 1999-2007 by Force10 Networks Inc.\X0D\X0ABuild Time: Fri Sep 12 14:08:26 PDT 2008 | IP-8.1.2 | D P F | D P F | D F | D F | D F |  | D | No |  |  |  | D F | D F |  |  | D P | D P | D
.1.3.6.1.4.1.6027.1.1.4 | Switch | FORCE-10 | E600 | Force10 Networks Real Time Operating System Software\X0D\X0AForce10 Operating System Version: 1.0\X0D\X0AForce10 Application Software Version: 7.7.1.1f\X0D\X0ACopyright (c) 1999-2007 by Force10 Networks Inc.\X0D\X0ABuild Time: Fri Nov 28 16:14:53 2008 | IP-7.0.3.16 | D F | D P F |  | D F | D F |  |  | Yes | [9 empty] | D
.1.3.6.1.4.1.6027.1.4 | Router | FORCE10NETWORKS | E600 | Force10 Networks Real Time Operating System Software\X0D\X0AForce10 Operating System Version: 1.0\X0D\X0AForce10 Application Software Version: 6.5.4.0\X0D\X0ACopyright (c) 1999-2005 by Force10 Networks Inc.\X0D\X0ABuild Time: Sat Mar 24 23:43:01 PDT 2007 | IP-7.0.3 | D P F |  |  | D F | D F |  |  | No
.1.3.6.1.4.1.326.2.2 | Switch | FORE | ASX1000 | FORE Systems ASX-4000 | IP-9.2 | D P F | D P F | D F | D F | D F |  |  | Yes |  |  |  | D F | D F | D F |  | D P |  | D
.1.3.6.1.4.1.11789.1.1.2 | Host | FORESCOUT | CT10000-30 | ForeScout Enterprise Manager version 7.0.0 running on Linux version 2.6.32-220.4.2.el6.i686 | IP-9.4.1 | D P F |  |  | D F | D F |  |  | No | [7 empty] | D P | D P | D |  | D
.1.3.6.1.4.1.12356.3001 | Firewall | FORTIGATE | Fortigate FWDB | Fortigate FWDB | IP-7.0.3.16 | D P F |  |  | D F | D F |  |  | No
.1.3.6.1.4.1.12356.101.1.30160 | Firewall | FORTINET | FG3016 |  | IP-8.1.2 | D P F |  |  | D F | D F |  |  | No | [7 empty] | D P | D P
.1.3.6.1.4.1.12356.101.1.3005 | Firewall | FORTINET | FGT300C | S03PSFW01P | IP-9.2.2 | D P F |  |  | D F | D F |  |  | No | [7 empty] | D P | D P
.1.3.6.1.4.1.12356.101.1.8001 | Firewall | FORTINET | FGT800F | masan | IP-9.0/8.1.3 | D P F |  |  | D F | D F |  |  | No | [7 empty] | D P | D P
.1.3.6.1.4.1.12356.101.1.800 | Firewall | FORTINET | FG80C | MASAN | IP-9.0/8.1.3 | D P F |  |  | D F | D F |  |  | No | [7 empty] | D P | D P
.1.3.6.1.4.1.12356.102.1.20002 | Firewall | FORTINET | FortiAnalyzer-2000B | FortiAnalyzer MG | IP-9.4.2 | D P F |  |  | D F | D F |  |  | No | [7 empty] | D P | D P
.1.3.6.1.4.1.12356.101.1.10001 | Firewall | FORTINET | FGT1000A | shrek1 | IP-9.0/8.1.3 | D F |  |  | D F | D F |  |  | No | [7 empty] | D P | D P
.1.3.6.1.4.1.12356.36000 | Firewall | FORTINET | FGT-SSF-SSL | fgt-ssf-ssl | IP-9.1/IP-8.1.4 | D P F |  |  | D F | D F |  |  | No | [7 empty] | D P | D P
.1.3.6.1.4.1.12356.101.1.36004 | Firewall | FORTINET | FGT3600C | sfda18-fw01 | IP-9.4 | D P F |  |  | D F | D F |  |  | No | [7 empty] | D P | D P
.1.3.6.1.4.1.12356.103.3.35005 | Firewall | FORTINET | FortiAnalyzer-3500E | Azure ExpressRoute FortiAnalyzer in Des Moines | IP-9.4.2 | D P F |  |  | D F | D F |  |  | No | [7 empty] | D P | D P
.1.3.6.1.4.1.12356.101.1.37000 | Switch | FORTINET | 3700D | EEN Firewall in B-36 | IP-9.4 | D P F | D P F |  | D F | D F |  |  | No | [7 empty] | D P | D P
.1.3.6.1.4.1.12356.102.1.10001 | Firewall | FORTINET | FAZ1000B | FortiAnalyzer | IP-9.1/IP-8.1.3 | D P F |  |  | D F | D F |  |  | No | [7 empty] | D P | D P
.1.3.6.1.4.1.12356.101.1.1004 | Firewall | FORTINET | FGT100D | cdfc-c-cmr-003 | IP-9.4.2 | D P F |  |  | D F | D F |  |  | No | [7 empty] | D P | D P
.1.3.6.1.4.1.12356.101.1.801 | Firewall | FORTINET | FG80CM-Clstr | FG80CM-Clstr | IP-8.1.2 | D P F |  |  | D F | D F |  |  | No | [7 empty] | D P | D P
.1.3.6.1.4.1.12356.101.1.1002 | Firewall | FORTINET | FG110C | SNMP-FG-conf | IP-8.1.2 | D P F |  |  | D F | D F |  |  | No | [7 empty] | D P | D P
.1.3.6.1.4.1.12356.101.1.502 | Firewall | FORTINET | FGT50B | NATW00XXXX | IP-9.1/IP-8.1.4 | D P F |  |  | D F | D F |  |  | No | [7 empty] | D P | D P
.1.3.6.1.4.1.12356.101.1.810 | Firewall | FORTINET | FG80CM | ELC_AVE021809 | IP-9.0/8.1.3 | D P F |  |  | D F | D F |  |  | No | [7 empty] | D P | D P
.1.3.6.1.4.1.12356.101.1.3002 | Firewall | FORTINET | FGT310B | Fortigate 310B | IP-9.1/IP-8.1.3 | D P F |  |  | D F | D F |  |  | No | [7 empty] | D P | D P
.1.3.6.1.4.1.12356.1688 | Firewall | FORTINET | Fortimail-400B | Fortimail 400B | IP-8.1.2 | D F |  |  | D F | D F |  |  | No | [7 empty] | D P | D P
.1.3.6.1.4.1.12356.101.1.15000 | Firewall | FORTINET | 1500D | FortiGate1500 | IP-9.4 | D P F |  |  | D F | D F |  |  | No | [7 empty] | D P | D P
.1.3.6.1.4.1.12356.101.1.6200 | Firewall | FORTINET | FG620B | Fortigate FGT-620B | IP-8.1.2 | D P F |  |  | D F | D F |  |  | No | [7 empty] | D P | D P
.1.3.6.1.4.1.12356.50051 | Firewall | FORTINET | NetSol | SNMP | IP-7.0.3.21 | D P F |  |  | D F | D F |  |  | No
.1.3.6.1.4.1.12356.101.1.12400 | Firewall | FORTINET | FGT1240B | ACH Fortigate1 | IP-9.0/8.1.3 | D P F |  |  | D F | D F |  |  | No | [7 empty] | D P | D P
.1.3.6.1.4.1.12356.103.1.1001 | Firewall | FORTINET | Fortimanager-100C | Fortimanager | IP-9.1/IP-8.1.3 | D P F |  |  | D F | D F |  |  | No | [7 empty] | D P | D P | D
.1.3.6.1.4.1.7564 | LoadBalancer | FORTINET | FortiBalancer-1000 | Hardware: FortiBalancer 1000 amd64 Intel(R) Pentium(R) CPU G6950 @ 2.80GHz - Software: FBLOS Rel.FBL.8.2.0.6 build on Sat Jan 21 12:07:55 2012 | IP-9.2.1 | D P F |  |  | D F | D F |  |  | No
.1.3.6.1.4.1.12356.101.1.2003 | Firewall | FORTINET | FGT200A |  | IP-9.1/IP-8.1.3 | D P F |  |  | D F | D F |  |  | No | [7 empty] | D P | D P
.1.3.6.1.4.1.12356.101.1.10004 | Firewall | FORTINET | Fortigate-1000c | Quincy pki datacenter firewall | IP-9.4 | D P F |  |  | D F | D F |  |  | No | [7 empty] | D P | D P
.1.3.6.1.4.1.12356.101.1.5004 | Firewall | FORTINET | FGT500D | cw-slo-mgt-ha | IP-9.4.2 | D P F |  |  | D F | D F |  |  | No | [7 empty] | D P | D P
.1.3.6.1.4.1.12356.101.1.2005 | Firewall | FORTINET | FGT200D | cdfc-c-dub-ha | IP-9.4.2 | D P F |  |  | D F | D F |  |  | No | [7 empty] | D P | D P
.1.3.6.1.4.1.12356.106.1.50030 | Firewall | FORTINET | FortiSwitch-5003A |  | IP-8.1.2 | D F |  |  | D F | D F |  |  | No
.1.3.6.1.4.1.12356.102.1.40002 | Firewall | FORTINET | FortiAnalyzer-4000B | Edge FortiAnalyzer in Mil-D | IP-9.2.1 | D P F |  |  | D F | D F |  |  | No | [7 empty] | D P | D P
.1.3.6.1.4.1.12356.101.1.39500 | Firewall | FORTINET | FGT3950B |  | IP-9.2.1 | D P F |  |  | D F | D F |  |  | No | [7 empty] | D P | D P
.1.3.6.1.4.1.12356.106.1.50031 | Switch | FORTINET | FS5003B | Switch balanceador de carga FS5003B | IP-9.2.2 |  | D P F |  | D F | D F |  |  | No
.1.3.6.1.4.1.12356.101.1.50015 | Firewall | FORTINET | FGT5001D | NetBond/NBFW fortigate card | IP-9.4.2 | D P F |  |  | D F | D F |  |  | No | [7 empty] | D P | D P
.1.3.6.1.4.1.12356.103.1.30003 | Firewall | FORTINET | Fortimanager-3000 |  | IP-9.2.1 | D P F |  |  | D F | D F |  |  | No | [7 empty] | D P | D P | D
.1.3.6.1.4.1.12356.101.1.50011 | Firewall | FORTINET | FG5001 |  | IP-8.1.2 | D P F |  |  | D F | D F |  |  | No | [7 empty] | D P | D P
.1.3.6.1.4.1.12356.600 | Firewall | FORTINET | FG60-620B | Masan | IP-8.1.2 | D P F |  |  | D F | D F |  |  | No | [7 empty] | D P | D P
.1.3.6.1.4.1.12356.106.1.51030 | Switch | FORTINET | FortiSwitch5003A-Controller | NetBond/NBFW forticontroller card | IP-9.4.2 | D P F | D P F |  | D F | D F |  |  | No
.1.3.6.1.4.1.1991.1.6.2.1.2 | Router | FOUNDARY | Wireless AP | Foundry AP IP250: 03.00.00Tv9 v1.0.4 | IP-6.5.3 | D F |  |  | D F | D F |  |  | No
.1.3.6.1.4.1.1991.1.3.47.8.2 | LoadBalancer | FOUNDRY | WXR09502d | Foundry Networks Inc. Router IronWare Version 09.5.02dTD4 Compiled on Jun 08 2007 at 23:43:33 labeled as WXR09502d | IP-7.0.3.4 | D F | D P F | D F | D F | D F |  | D | Yes |  |  |  | D F | D F | D F |  | D P | D P | D
.1.3.6.1.4.1.1991.1.3.34.1.1.1.2 | Switch | FOUNDRY | FESX-424-PREM | Foundry Networks Inc. FESX424-PREM IronWare Version 03.1.00bT3e3 Compiled on Nov 29 2006 at 17:10:32 labeled as SXR03100b | IP-7.0.3 | D P F | D F | D F | D F | D F |  | D | Yes |  |  |  | D F | D F | D F |  | D P | D P | D
.1.3.6.1.4.1.1991.1.3.25.2 | Switch | FOUNDRY | FastIron Edge S2402 | Foundry Networks Inc. FES2402-PREM IronWare Version 03.7.00dTc3 Compiled on Sep 11 2007 at 22:34:56 labeled as FER03700d | IP-8.1.1.1 | D P F | D P F | D F | D F | D F |  | D | Yes |  |  |  | D F | D F | D F |  | D P | D P | D
.1.3.6.1.4.1.1991.1.3.26.1 | Switch | FOUNDRY | FastIron Edge 4802 | Foundry Networks Inc. FES4802 IronWare Version 03.6.00cTc1 Compiled on Oct 31 2006 at 22:18:23 labeled as FES03600c | IP-7.0.3.27 | D F | D P F | D F | D F | D F | D | D | Yes |  |  |  | D F | D F | D F |  | D P | D P | D
.1.3.6.1.4.1.1991.1.3.44.2.2 | Router | FOUNDRY | NetIron MLX | Foundry Networks Inc. NetIron MLX IronWare Version V4.0.0bT163 Compiled on Feb 27 2009 at 21:15:13 labeled as V4.0.00b | IP-7.0.3.4 | D P F |  | D F | D F | D F |  |  | Yes |  |  |  | D F | D F |  |  | D P | D P | D
.1.3.6.1.4.1.1991.1.3.47.11.2 | Switch | FOUNDRY | Ironware-WJR11000e | Foundry Networks Inc. Router IronWare Version 11.0.00eTI4 Compiled on Apr 26 2010 at 17:38:36 labeled as WJR11000e | IP-9.1/IP-8.1.3 | D F | D P F | D F | D F | D F |  | D | Yes |  |  |  | D F | D F | D F |  | D P | D P | D
.1.3.6.1.4.1.1991.1.3.30.1 | Switch | FOUNDRY | FastIron Edge 4802-POE | Foundry Networks Inc. FES4802-ILP IronWare Version 03.6.00cTc1 Compiled on Oct 31 2006 at 22:18:23 labeled as FES03600c | IP-7.0.2 | D P F | D P F | D F | D F | D F |  | D | Yes |  |  |  | D F | D F | D F |  | D P | D P | D P
.1.3.6.1.4.1.1991.1.3.40.3.2 | Switch | FOUNDRY | FESX-424-PREM | Foundry Networks Inc. BigIron RX IronWare Version V2.3.0T143 Compiled on Nov 16 2006 at 16:20:38 labeled as V2.3.00 | IP-7.0.3 | D P F | D P F | D F | D F | D F |  | D | Yes |  |  |  | D F | D F |  |  | D P | D P | D P
.1.3.6.1.4.1.1991.1.3.49.4 | Router | FOUNDRY | NetIron CEX | Foundry Networks Inc. NetIron CES IronWare Version V3.9.0aT183 Compiled on Oct 05 2009 at 14:17:43 labeled as V3.9.00a | IP-8.1.1.1 | D P F |  | D F | D F | D F |  |  | Yes |  |  |  | D F | D F |  |  | D P | D P | D
.1.3.6.1.4.1.1991.1.3.45.2.2.1.1 | Switch | FOUNDRY | FastIron GS648P-POE | Foundry Networks Inc. FGS648P+2XG-POE IronWare Version 02.4.00aT7e1 Compiled on Jun 06 2006 at 17:23:44 labeled as FGS02400a | IP-7.0.3 | D F | D P F | D F | D F | D F | D | D | Yes |  |  |  | D F | D F | D F |  | D P | D P | D
.1.3.6.1.4.1.1991.1.3.29.1 | Switch | FOUNDRY | FastIron Edge 2402 | Foundry Networks Inc. FES2402-ILP IronWare Version 03.6.00cTc1 Compiled on Oct 31 2006 at 22:18:23 labeled as FES03600c | IP-7.0.2 | D F | D P F | D F | D F | D F |  | D | Yes |  |  |  | D F | D F | D F |  | D P | D P | D
.1.3.6.1.4.1.1991.1.3.34.2.3.1.2 | Switch | FOUNDRY | IronWare FESX448 | Foundry Networks Inc. FESX448+2XG IronWare Version 03.0.01cT3e3 Compiled on Sep 20 2006 at 08:22:23 labeled as SXR03001c | IP-7.0.3.16 | D P F | D P F | D F | D F | D F |  | D | Yes |  |  |  | D F | D F |  |  |  |  | D
.1.3.6.1.4.1.1991.1.3.54.1.2.1.4 | Switch | FOUNDRY | FastIron FCX624S-POE-PREM | Brocade Communications Systems Inc. FCX624S-POE-PREM IronWare Version 07.1.00T7f3 Compiled on May 05 2010 at 23:09:10 labeled as FCXR07100 | IP-8.1.1.1 | D F | D F | D F | D F | D F |  | D | Yes |  |  |  | D F | D F | D F |  | D P | D P | D
.1.3.6.1.4.1.1991.1.3.47.6.2 | Switch | FOUNDRY | WZR09402h | Foundry Networks Inc. Router IronWare Version 09.4.02hTG4 Compiled on Dec 22 2008 at 11:54:45 labeled as WZR09402h | IP-7.0.3.21 | D F | D P F | D F | D F | D F |  | D | Yes |  |  |  | D F | D F | D F |  | D P | D P | D
.1.3.6.1.4.1.1991.1.3.34.2.1.1.2 | Switch | FOUNDRY | FESX448-PREM | Foundry Networks Inc. FESX448-PREM IronWare Version 03.1.00cT3e3 Compiled on Jan 10 2007 at 21:29:24 labeled as SXR03100c | IP-7.0.2 | D F | D P F | D F | D F | D F |  | D | Yes |  |  |  | D F | D F | D F |  | D P | D P | D
.1.3.6.1.4.1.1991.1.3.49.2 | Switch | FOUNDRY | NetIronCES | Foundry Networks Inc. NetIron CES IronWare Version V3.8.0cT183 Compiled on Mar 25 2009 at 20:36:45 labeled as V3.8.00c | IP-8.1.2 | D P F | D P F |  | D F | D F |  | D | Yes |  |  |  | D F | D F |  |  | D P | D P
.1.3.6.1.4.1.1991.1.3.36.3.3 | Switch | FOUNDRY | FastIron SX800 | Foundry Networks Inc. FastIron SX 800 IronWare Version 03.0.01cT3e1 Compiled on Sep 20 2006 at 09:08:40 labeled as SXL03001c | IP-7.0.3.8 | D F | D P F | D F | D F | D F |  | D | Yes |  |  |  | D F | D F | D F |  | D P | D P | D
.1.3.6.1.4.1.1991.1.3.47.3.1 | Switch | FOUNDRY | WXM10201j | Foundry Networks Inc. Switch IronWare Version 10.2.01jTD2 Compiled on Aug 09 2009 at 18:53:19 labeled as WXM10201j | IP-9.1/IP-8.1.3 | D P F | D P F | D F | D F | D F |  | D | Yes |  |  |  | D F | D F | D F |  | D P | D P | D
.1.3.6.1.4.1.1991.1.3.36.5.1 | Switch | FOUNDRY | FastIron SX1600 | Foundry Networks Inc. FastIron SX 1600 IronWare Version 03.1.00bT3e1 Compiled on Nov 29 2006 at 16:21:03 labeled as SXS03100b | IP-7.0.3 | D F | D P F | D F | D F | D F |  | D | Yes |  |  |  | D F | D F | D F |  | D P | D P | D
.1.3.6.1.4.1.1991.1.3.36.12.2 | Switch | FOUNDRY | FastIronSX1600 | Brocade Communications Systems Inc. FastIron SX 1600-PREM IronWare Version 07.0.00b120T3e3 Compiled on Oct 13 2009 at 01:56:50 labeled as SXR07000b120 | IP-8.1.2 | D F | D F |  | D F | D F |  | D | No
.1.3.6.1.4.1.1991.1.3.28.1 | Switch | FOUNDRY | FastIron FES12GCF | Foundry Networks Inc. FES12GCF IronWare Version 03.6.00cTc1 Compiled on Oct 31 2006 at 22:18:23 labeled as FES03600c | IP-8.1.1.1 | D F | D P F | D F | D F | D F | D | D | Yes |  |  |  | D F | D F | D F |  | D P | D P | D
.1.3.6.1.4.1.1991.1.3.34.2.2.1.1 | Switch | FOUNDRY | XFastIron Edge 4801G | Foundry Networks Inc. FESX448+1XG IronWare Version 02.1.01cTe1 Compiled on May 03 2005 at 10:16:19 labeled as FEXS02101c | IP-7.0.2 | D P F | D P F | D F | D F | D F |  | D | Yes |  |  |  | D F | D F | D F |  | D P | D P | D
.1.3.6.1.4.1.1991.1.3.36.4.2 | Switch | FOUNDRY | SuperX 800-PREM | Foundry Networks Inc. FastIron SX 800-PREM IronWare Version 03.0.01bT3e3 Compiled on Sep 06 2006 at 13:43:30 labeled as SXR03001b | IP-7.0.2 | D P F | D P F | D F | D F | D F | D | D | Yes |  |  |  | D F | D F | D F |  | D P | D P | D
.1.3.6.1.4.1.1991.1.3.36.8.2 | Switch | FOUNDRY | FastIron SuperX | Brocade Communications Systems Inc. FastIron SuperX-PREM IronWare Version 07.0.00b120T3e3 Compiled on Oct 13 2009 at 01:56:50 labeled as SXR07000b120 | IP-8.1.1.1 | D P F | D P F | D F | D F | D F |  | D | Yes |  |  |  | D F | D F | D F |  | D P | D P | D P
.1.3.6.1.4.1.1991.1.3.45.1.1.1.1 | Switch | FOUNDRY | FastIron FGS624P | Foundry Networks Inc. FGS624P IronWare Version 04.3.02T7e1 Compiled on Apr 01 2009 at 16:15:47 labeled as FGS04302 | IP-7.0.3.12 | D F | D P F | D F | D F | D F | D | D | Yes |  |  |  | D F | D F | D F |  | D P | D P | D
.1.3.6.1.4.1.1991.1.3.21.2 | Switch | FOUNDRY | 4802 | Foundry Networks Inc. Stackable FI4802-PREM IronWare Version 07.8.02fT53 Compiled on Jan 16 2007 at 19:51:36 labeled as B2R07802f | IP-6.2.1 | D F | D P F | D | D F | D F |  | D | Yes |  |  |  | D | D |  |  |  |  | D
.1.3.6.1.4.1.1991.1.3.34.3.1.1.1 | Switch | FOUNDRY | FastIron FESX424F | Foundry Networks Inc. FESX424F IronWare Version 02.4.00dT3e1 Compiled on Feb 13 2006 at 13:54:59 labeled as SXS02400d | IP-7.0.3.5 | D P F | D P F | D F | D F | D F |  | D | Yes |  |  |  | D F | D F | D F |  | D P | D P | D
.1.3.6.1.4.1.1991.1.3.47.9.2 | LoadBalancer | FOUNDRY | WXR10201 | Foundry Networks Inc. Router IronWare Version 10.2.01jTD4 Compiled on Aug 09 2009 at 18:47:13 labeled as WXR10201j | IP-8.1.1.1 | D P F | D P F | D F | D F | D F | D | D | Yes |  |  |  | D F | D F | D F |  | D P | D P | D
.1.3.6.1.4.1.1991.1.3.34.1.1.1.1 | Switch | FOUNDRY | FESX-424 | Foundry Networks Inc. FESX424 IronWare Version 04.2.00cT3e1 Compiled on Jan 08 2009 at 18:22:55 labeled as SXS04200c | IP-9.2.1 | D P F | D P F | D F | D F | D F |  | D | Yes |  |  |  | D F | D F | D F |  | D P | D P | D P
.1.3.6.1.4.1.1991.1.3.34.2.1.2.2 | Switch | FOUNDRY | FastIron FESX424F | Foundry Networks Inc. FESX448-PREM IronWare Version 04.3.00T3e3 Compiled on Nov 14 2008 at 15:23:55 labeled as SXR04300 | IP-8.1.1.1 | D P F | D P F | D F | D F | D F | D | D | Yes |  |  |  | D F | D F | D F |  | D P | D P | D
.1.3.6.1.4.1.1991.1.3.34.3.2.1.2 | Switch | FOUNDRY | FESX424F+1XG-PREM | Foundry Networks Inc. FESX424F+1XG-PREM IronWare Version 03.2.00lT3e3 Compiled on Mar 31 2009 at 17:43:40 labeled as SXR03200l | IP-9.0/8.1.3 | D P F | D P F | D F | D F | D F | D | D | Yes |  |  |  | D F | D F | D F |  | D P | D P | D
.1.3.6.1.4.1.1991.1.3.49.3 | Router | FOUNDRY | NetIron CES | Foundry Networks Inc. NetIron CES IronWare Version V3.9.0aT183 Compiled on Oct 05 2009 at 14:17:43 labeled as V3.9.00a | IP-8.1.1.1 | D P F |  | D F | D F | D F |  |  | Yes |  |  |  | D F | D F |  |  | D P | D P | D
.1.3.6.1.4.1.1991.1.3.36.6.1 | Switch | FOUNDRY | FastIronSX1600 | Foundry Networks Inc. FastIron SX 1600-PREM IronWare Version 04.3.00T3e1 Compiled on Nov 14 2008 at 16:10:49 labeled as SXS04300 | IP-8.1.1.1 | D F | D P F | D F | D F | D F |  | D | Yes |  |  |  | D F | D F | D F |  | D P | D P | D
.1.3.6.1.4.1.1991.1.3.34.3.2.2.2 | Switch | FOUNDRY | FastIron_FESX424HF+1XG-PREM | Foundry Networks Inc. FESX424HF+1XG-PREM IronWare Version 04.3.00T3e3 Compiled on Nov 14 2008 at 15:23:55 labeled as SXR04300 | IP-9.1/IP-8.1.3 | D P F | D P F | D F | D F | D F | D | D | Yes |  |  |  | D F | D F | D F |  | D P | D P | D
.1.3.6.1.4.1.1991.1.3.45.1.3.1.1 | Switch | FOUNDRY | FastIron GS624P-POE | Foundry Networks Inc. FGS624P-POE IronWare Version 02.6.00T7e1 Compiled on Oct 26 2006 at 18:48:36 labeled as FGS02600 | IP-7.0.3.5 | D P F | D P F | D F | D F | D F |  | D | Yes | [5 empty] | D F |  | D P | D P | D
.1.3.6.1.4.1.1991.1.3.36.1.1 | Switch | FOUNDRY | FastIron SuperX | Foundry Networks Inc. FastIron SuperX IronWare Version 04.3.00T3e1 Compiled on Nov 14 2008 at 16:10:49 labeled as SXS04300 | IP-7.0.3.27 | D F | D P F | D F | D F | D F | D | D | Yes |  |  |  | D F | D F | D F |  | D P | D P | D
.1.3.6.1.4.1.1991.1.3.22.1 | Switch | FOUNDRY | FastIron 400 Backbone | Foundry Networks Inc. FastIron 400 Backbone IronWare Version 08.0.01nT51 Compiled on Sep 13 2007 at 10:39:54 labeled as B2S08001n | IP-9.2.1 | D P F | D P F | D F | D F | D F |  | D | Yes |  |  |  | D F | D F | D F |  | D P | D P | D
.1.3.6.1.4.1.1991.1.3.27.1 | Switch | FOUNDRY | Foundry FES9604 | Foundry Networks Inc. FES9604 IronWare Version 03.6.00cTc1 Compiled on Oct 31 2006 at 22:18:23 labeled as FES03600c | IP-7.0.3.27 | D F | D P F | D F | D F | D F | D | D | Yes |  |  |  | D F | D F | D F |  | D P | D P | D
.1.3.6.1.4.1.1991.1.2 | Switch | FOUNDRY | BIR06616 | Foundry Networks Inc. Router IronWare Version 06.6.16T43 Compiled on May 23 2000 at 20:59:31 labeled as BIR06616 | IP-7.0.2 | D F | D P F | D F | D F | D F |  | D | Yes |  |  |  | D F | D F |  |  |  |  | D
.1.3.6.1.4.1.1991.1.3.47.7.2 | Switch | FOUNDRY | IronWare | Foundry Networks Inc. Router IronWare Version 09.4.00vTG4 Compiled on May 12 2007 at 15:29:09 labeled as WZR09400v | IP-7.0.3.3 | D F | D P F | D F | D F | D F | D | D | Yes |  |  |  | D F | D F | D F |  | D P | D P | D
.1.3.6.1.4.1.1991.1.6.2.1.1 | Router | FOUNDRY | AP IP150 | Foundry AP: 02.00.06Tw8 v3.0.4 | IP-7.0.2 | D F |  |  | D F | D F |  |  | No
.1.3.6.1.4.1.1991.1.7.1.1 | Probe | FOUNDRY | RF Probe | Foundry Enterprise RF Probe | IP-7.0.3.3 | D F |  |  | D F | D F |  |  | No
.1.3.6.1.4.1.1991.1.3.18.2 | Switch | FOUNDRY | ServerIron400 | Foundry Networks Inc. Router IronWare Version 09.4.00sTG4 Compiled on Oct 16 2006 at 21:23:42 labeled as WZR09400s | IP-7.0.3 | D F | D P F | D F | D F | D F |  | D | Yes |  |  |  | D F | D F |  |  |  |  | D
.1.3.6.1.4.1.1991.1.4.1.1.5.100.1.1.1.1 | Switch | FOUNDRY | EdgeIron 4802F | EdgeIron 4802F software version 1.3.7 Nov 7 2002 - 10:28:03 | IP-6.2.3 |  | D F |  | D F | D F |  | D | Yes
.1.3.6.1.4.1.1991.1.3.25.1 | Switch | FOUNDRY | Foundry FES2402 | Foundry Networks Inc. FES2402 IronWare Version 03.3.01eTc1 Compiled on May 24 2005 at 10:53:13 labeled as FES03301e | IP-7.0.3.27 | D P F | D P F | D F | D F | D F | D | D | Yes |  |  |  | D F | D F | D F |  | D P | D P | D
.1.3.6.1.4.1.1991.1.5.1.1.4.3.1 | Switch | FOUNDRY | EdgeIron 4802CF | Foundry Networks EdgeIron 4802CF | IP-7.0.3 | D P F | D P F |  | D F | D F |  |  | Yes | [9 empty] | D
.1.3.6.1.4.1.1991.1.3.54.2.1.1.1 | Switch | FOUNDRY | FastIron FCX648 | Brocade Communications Systems Inc. FCX648 IronWare Version 06.0.00T7f1 Compiled on Jul 15 2009 at 19:31:52 labeled as FCXS06000 | IP-8.1.1.1 |  | D P F | D F | D F | D F |  | D | Yes |  |  |  | D F | D F | D F |  | D P | D P | D
.1.3.6.1.4.1.1991.1.3.41.3.2 | Router | FOUNDRY | NetIron XMR | Foundry Networks Inc. NetIron XMR IronWare Version V3.6.0hT163 Compiled on Jun 25 2008 at 19:29:38 labeled as V3.6.00h | IP-7.0.3.7 | D F |  | D F | D F | D F |  |  | Yes |  |  |  | D F | D F |  |  | D P | D P | D
.1.3.6.1.4.1.1991.1.3.28.2 | Switch | FOUNDRY | FES12GCF-PREM | Foundry Networks Inc. FES12GCF-PREM IronWare Version 03.6.00cTc3 Compiled on Oct 31 2006 at 22:38:11 labeled as FER03600c | IP-7.0.2 | D P F | D P F | D F | D F | D F |  | D | Yes |  |  |  | D F | D F | D F |  | D P | D P | D P
.1.3.6.1.4.1.1991.1.3.32.2 | Switch | FOUNDRY | BigIron MG8 | Foundry Networks Inc. BigIron MG8 IronWare Version V2.3.0bT103 Compiled on Dec 11 2006 at 13:51:35 labeled as V2.3.00b | IP-7.0.2 | D P F | D P F |  | D F | D F |  | D | Yes |  |  |  | D F | D F |  |  | D P | D P
.1.3.6.1.4.1.1991.1.3.36.3.1 | Switch | FOUNDRY | FastIron SX800 | Foundry Networks Inc. FastIron SX 800 IronWare Version 03.0.01cT3e1 Compiled on Sep 20 2006 at 07:26:23 labeled as SXS03001c | IP-7.0.3.4 | D F | D P F | D F | D F | D F | D | D | Yes |  |  |  | D F | D F | D F |  | D P | D P | D
.1.3.6.1.4.1.1991.1.3.45.2.1.1.1 | Switch | FOUNDRY | FGS648P | Foundry Networks Inc. FGS648P IronWare Version 04.3.01aT7e1 Compiled on Jan 20 2009 at 12:34:07 labeled as FGS04301a | IP-7.0.3.20 | D F | D P F | D F | D F | D F | D | D | Yes |  |  |  | D F | D F | D F |  | D P | D P | D
.1.3.6.1.4.1.1991.1.3.34.3.1.2.2 | Switch | FOUNDRY | FastIron FESX424F | Foundry Networks Inc. FESX424HF-PREM IronWare Version 04.1.00aT3e3 Compiled on May 05 2008 at 19:59:11 labeled as SXR04100a | IP-7.0.3.22 | D F | D P F | D F | D F | D F | D | D | Yes |  |  |  | D F | D F | D F |  | D P | D P | D
.1.3.6.1.4.1.1991.1.3.34.6.1.2.3 | Switch | FOUNDRY | FastIron FESX624-PREM | Brocade Communications Systems Inc. FESX624-PREM IronWare Version 07.1.00T3e3 Compiled on May 05 2010 at 23:35:39 labeled as SXR07100 | IP-8.1.1.1 | D F | D F | D F | D F | D F |  | D | Yes |  |  |  | D F | D F | D F |  | D P | D P | D
.1.3.6.1.4.1.1991.1.3.46.2.1.1.1 | Switch | FOUNDRY | FLS-648 | Foundry Networks Inc. FLS648 IronWare Version 03.1.00aT7e1 Compiled on Jun 13 2007 at 17:21:39 labeled as FGS03100a | IP-7.0.3.20 | D P F | D P F | D F | D F | D F |  | D | Yes |  |  |  | D F | D F | D F |  | D P | D P | D
.1.3.6.1.4.1.1991.1.3.23.1 | Switch | FOUNDRY | FastIron BackBone | Foundry Networks Inc. FastIron 800 Backbone IronWare Version 07.8.02fT51 Compiled on Jan 16 2007 at 19:28:25 labeled as B2S07802f | IP-6.2.1 | D P F | D P F | D F | D F | D F |  | D | Yes |  |  |  | D F | D F |  |  |  |  | D
.1.3.6.1.4.1.1991.1.3.44.3.2 | Router | FOUNDRY | NetIron MLX | Foundry Networks Inc. NetIron MLX IronWare Version V3.2.1eT163 Compiled on May 09 2007 at 11:53:35 labeled as V3.2.01e | IP-7.0.3.7 | D P F |  | D F | D F | D F |  |  | Yes |  |  |  | D F | D F |  |  | D P | D P | D
.1.3.6.1.4.1.1991.1.3.22.2 | Switch | FOUNDRY | FastIron 400 | Foundry Networks Inc. Router IronWare Version 07.8.00eT53 Compiled on Apr 26 2005 at 19:55:50 labeled as B2R07800e | IP-8.1.1.1 | D P F | D P F | D F | D F | D F | D | D | No |  |  |  | D F | D F | D F |  | D P | D P | D
.1.3.6.1.4.1.1991.1.3.16.1 | Switch | FOUNDRY | FastIron3 | Foundry Networks Inc. Backbone IronWare Version 07.8.00pT51 Compiled on Jun 22 2006 at 12:20:50 labeled as B2S07800p | IP-6.2.1 | D P F | D P F | D | D F | D F |  | D | Yes |  |  |  | D | D |  |  |  |  | D
.1.3.6.1.4.1.1991.1.3.34.2.1.1.1 | Switch | FOUNDRY | FastIron FESX448 | Foundry Networks Inc. FESX448 IronWare Version 01.1.00aTe1 Compiled on Aug 17 2004 at 15:13:18 labeled as FEXS01100a | IP-7.0.2 | D P F | D P F | D F | D F | D F |  | D | Yes |  |  |  | D F | D F | D F |  | D P | D P | D
.1.3.6.1.4.1.1991.1.3.23.2 | Switch | FOUNDRY | FastIron BackBone | Foundry Networks Inc. Router IronWare Version 07.8.00kT53 Compiled on Oct 04 2005 at 17:55:17 labeled as B2P07800k | IP-7.0.2 | D P F | D P F | D F | D F | D F | D | D | Yes |  |  |  | D F | D F | D F |  | D P | D P | D
.1.3.6.1.4.1.1991.1.3.7.2 | Switch | FOUNDRY | IronRouter | Foundry Networks Inc. Router IronWare Version 07.6.05aT53 Compiled on Feb 19 2004 at 08:21:09 labeled as B2R07605a | IP-6.0 | D P F | D P F | D F | D F | D F |  | D | Yes |  |  |  | D F | D F |  |  |  |  | D
.1.3.6.1.4.1.1991.1.3.10.1 | Router | FOUNDRY | IronRouter | Foundry Networks Inc. Router IronWare Version 09.1.02eT53 Compiled on Aug 18 2004 at 15:13:51 labeled as B2P09102e | IP-6.5.2 | D P F |  | D F | D F | D F |  |  | Yes |  |  |  | D F | D F | D F |  | D P | D P | D
.1.3.6.1.4.1.1991.1.3.6.2 | Switch | FOUNDRY | BigIron4000 | Foundry Networks Inc. Router IronWare Version 07.8.00pT53 Compiled on Jun 22 2006 at 12:44:10 labeled as B2R07800p | IP-6.2.1 | D P F | D P F | D F | D F | D F |  | D | Yes |  |  |  | D F | D F |  |  |  |  | D
.1.3.6.1.4.1.1991.1.3.52.2.2.1.1 | Switch | FOUNDRY-NETWORKS | FWS648G | Foundry Networks Inc. FWS648G IronWare Version 04.3.03T7e1 Compiled on Oct 29 2009 at 15:36:10 labeled as FGS04303 | IP-9.2.2 | D F | D P F | D F | D F | D F | D | D | Yes |  |  |  | D F | D F | D F |  | D P | D P | D
.1.3.6.1.4.1.211.1.127.65.54 | Switch | FUJITSU | SRX324T1 | 'SR-X324T1' '1.3 V01.02' 'Mon Dec 20 15:18:54 JST 2010' | IP-9.1/IP-8.1.4 | D F | D P F |  | D F | D F |  | D | No | [5 empty] | D F |  |  |  | D
.1.3.6.1.4.1.7244.1.1.1 | Host | FUJITSU | PrimergyBX900 | PRIMERGY BX900 S1 A3C40105434 | IP-8.1.2 | D P F |  |  | D F | D F |  |  | No | [7 empty] | D P | D P | D
.1.3.6.1.4.1.211.1.127.118.33 | Switch | FUJITSU | SRS348TC1 | 'SR-S348TC1' '1.1 V13.00' 'Wed Dec 2 19:12:41 JST 2009' | IP-9.0/8.1.3 | D F | D P F |  | D F | D F |  | D | No |  |  |  | D F |  | D F |  |  |  | D
.1.3.6.1.4.1.231 | Switch | FUJITSU | PRIMERGY-PG-SW112 | Fujitsu PY CB Eth Switch 1Gb 36/12 Runtime Code 1.10 | IP-8.1.2 |  | D P F |  | D F | D F |  | D | No
.1.3.6.1.4.1.211.1.127.65.52 | Switch | FUJITSU | SRX526R1 | 'SR-X526R1' '1.2 V01.01' 'Thu May 20 23:45:31 JST 2010' | IP-9.1/IP-8.1.4 | D F | D P F |  | D F | D F |  | D | No |  |  |  | D F |  | D F |  |  |  | D
.1.3.6.1.4.1.211.1.127.65.55 | Switch | FUJITSU | SRX340TR1 | 'SR-X340TR1' '1.0 V01.04' 'Fri Mar 25 19:42:25 JST 2011' | IP-9.1/IP-8.1.4 | D F | D P F |  | D F | D F |  | D | No |  |  |  | D F |  | D F |  |  |  | D
.1.3.6.1.4.1.7684.1.2.1 | Host | GENBAND | S3 Session Border Controller | Linux s3-uk-nit001b 2.6.34.4-gb05 #1 SMP 2010-08-16 23:00:29 +0200 x86_64 | IP-8.1.2 | D P F |  |  | D F | D F |  |  | No | [7 empty] | D P | D P | D |  | D P
.1.3.6.1.4.1.4976 | Host | GENESYS | Genesys-CIM-CCS | Genesys SNMP Master Agent | IP-9.4.1 |  |  |  | D F | D F |  |  | No
.1.3.6.1.4.1.26866 | Switch | GIGAMON | GigaVUE-H | Linux gigamon-040129 2.6.34-GIGAMONuni-gvhd GigaVUE-H-Series 2.5.01 #3 2012-09-27 15:03:14 ppc | IP-9.2.1 | D P F | D P F |  | D F | D F |  |  | No | [7 empty] | D P | D P | D |  | D
.1.3.6.1.4.1.26866.1.1 | Switch | GIGAMON | GigaVUE-420 | v4.0 | IP-8.1.1.1 |  | D P F |  | D F | D F |  |  | No
.1.3.6.1.4.1.26866.3.1 | Switch | GIGAMON | GigaVUE-2404 | Gigamon GigaVUE-2404 v8.3.03 | IP-9.2.1 |  | D P F |  | D F | D F |  |  | No
.1.3.6.1.4.1.26866.3.2 | Switch | GIGAMON | GigaVUE-420 | Gigamon GigaVUE-420 v8.3.03 | IP-9.2.1 |  | D P F |  | D F | D F |  |  | No
.1.3.6.1.4.1.7352.3.18 | Router | GILAT | SE II VSAT IP | SE II VSAT IP | IP-9.4.2 | D F |  |  | D F | D F |  |  | No
.1.3.6.1.4.1.25506.1.40 | Switch | H3C | S3600-52P-PWR-EI | H3C Comware Platform Software\X0D\X0AComware software Version 3.10 Release 1702P28\X0D\X0AH3C S3600-52P-PWR-EI Product Version S3600-EI-1702P28\X0D\X0A\X0D\X0ACopyright(c) 2004-2011 Hangzhou H3C Tech. Co.Ltd. All rights reserved.\X0D\X0A | IP-9.4 | D P F | D P F |  | D F | D F | D |  | Yes | [9 empty] | D
.1.3.6.1.4.1.25506.1.38 | Switch | H3C | S3600-52P-EI | H3C Comware Platform Software\X0D\X0AComware software Version 3.10 Release 1702P31\X0D\X0AH3C S3600-52P-EI Product Version S3600-EI-1702P31\X0D\X0A\X0D\X0ACopyright(c) 2004-2011 Hangzhou H3C Tech. Co.Ltd. All rights reserved.\X0D\X0A | IP-9.4 | D P F | D P F |  | D F | D F | D |  | Yes | [9 empty] | D
.1.3.6.1.4.1.25506.1.5 | Switch | H3C | H3C-S5500EI | H3C S5500EI | IP-9.1/IP-8.1.4 | D P F | D P F |  | D F | D F | D |  | Yes | [9 empty] | D
.1.3.6.1.4.1.25506.1.4 | Switch | H3C | S5500-52C-PWR-EI | H3C Comware Platform Software Software Version 5.20 Release 2208P01\X0D\X0AH3C S5500-52C-PWR-EI\X0D\X0ACopyright (c) 2004-2011 Hangzhou H3C Tech. Co. Ltd. All rights reserved. | IP-9.1/IP-8.1.4 | D F | D P F |  | D F | D F | D |  | Yes |  |  |  | D F | D F |  |  | D P | D P | D
.1.3.6.1.4.1.25506.1.338 | Switch | H3C | H3C-S5800-60C-PWR | H3C Comware Platform Software Software Version 5.20 Release 1110P05\X0D\X0AH3C S5800-60C-PWR\X0D\X0ACopyright (c) 2004-2010 H3C Technologies Co. Ltd. All rights reserved. | IP-9.1/IP-8.1.4 | D P F | D P F | D F | D F | D F | D | D | No |  |  |  | D F | D F |  |  | D P | D P | D
.1.3.6.1.4.1.25506.1.73 | Router | H3C | MSR30-20 | H3C Series Router MSR30-20\X0D\X0AH3C Comware Platform Software\X0D\X0AComware Software Version 5.20 Release 2207P38 Standard\X0D\X0ACopyright(c) 2004-2011 Hangzhou H3C Technologies Co. Ltd.\X0D\X0A | IP-9.3 | D P F | D P F | D F | D F | D |  | D | Yes |  |  |  | D F | D F |  |  | D P | D P | D
.1.3.6.1.4.1.25506.1.517 | Switch | H3C | S5120-28C-EI | H3C Comware Platform Software Software Version 5.20 Release 2208\X0D\X0AH3C S5120-28C-EI\X0D\X0ACopyright (c) 2004-2010 Hangzhou H3C Tech. Co. Ltd. All rights reserved. | IP-9.4 | D P F | D P F | D F | D F | D F | D | D | Yes |  |  |  | D F | D F |  |  | D P | D P | D
.1.3.6.1.4.1.25506.1.246 | Switch | H3C | H3C-S3100-26TP-EI | Hangzhou H3C Comware Platform Software Software Version 3.10 Release 2211P06\X0D\X0AH3C S3100-26TP-EI\X0D\X0ACopyright(c) 2004-2010 Hangzhou H3C Tech. Co.Ltd. All rights reserved. | IP-9.1/IP-8.1.4 | D P F | D P F |  | D F | D F | D | D | Yes |  |  |  | D F |  |  |  | D P | D P | D
.1.3.6.1.4.1.25433.3.1 | Host | HAIVISION | DVB-2-IP-GW | Linux enc01 2.6.36+ #1 PREEMPT Wed Jan 18 15:01:46 EST 2012 armv5tejl | IP-9.2.1 | D P F |  |  | D F | D F |  |  | No | [7 empty] | D P |  | D
.1.3.6.1.4.1.248.14.10.40 | Bridge | HIRSCHMANN | RS20-0800M2M2SDAEHH | Hirschmann Railswitch | IP-7.0.2 | D F | D P F |  | D F | D F |  |  | No
.1.3.6.1.4.1.116.3.39.10 | Host | HITACHI | Hitachi-4601L10 | Hitachi Compute Blade System Ver A0195-C-6443 | IP-9.1/IP-8.1.4 | D P F |  |  | D F | D F |  |  | No
.1.3.6.1.4.1.116.3.11.4.1.1 | Host | HITACHI | 9900 Raid Array | RAID601 | IP-6.0 |  |  |  | D F | D F |  |  | No
.1.3.6.1.4.1.232.167 | Host | HP | HP Modular Cooling System | HP Modular Cooling System SN 00592 - HW 1.3.01 - SW 1.1.05 | IP-8.1.1.1 | D P F |  |  | D F | D F |  |  | No | [7 empty] | D P | D P | D
.1.3.6.1.4.1.11.2.3.7.11.35 | Switch | HP | ProCurve J8165A Switch 2650-PWR | ProCurve J8165A Switch 2650-PWR revision H.08.106 ROM H.08.02 (/sw/code/build/fish(ts_08_5)) | IP-8.1.1.1 | D P F | D P F |  | D F | D F |  | D | No |  |  |  | D F | D F | D F |  |  |  | D
.1.3.6.1.4.1.11.2.3.7.11.33.4.1.1 | Switch | HP | GbE2c L2/L3 Ethernet Blade Switch | GbE2c Ethernet Blade Switch for HP c-Class BladeSystem | IP-8.1.2 | D F | D P F |  | D F | D F |  |  | No
.1.3.6.1.4.1.25506.1.1 | Switch | HP | H3C-S5500-28C-EI | H3C Comware Platform Software Software Version 5.20 Release 2208\X0D\X0AH3C S5500-28C-EI\X0D\X0ACopyright (c) 2004-2010 Hangzhou H3C Tech. Co. Ltd. All rights reserved. | IP-9.1/IP-8.1.4 | D P F | D P F |  | D F | D F | D |  | Yes |  |  |  | D F | D F |  |  | D P | D P | D
.1.3.6.1.4.1.11.5.7.3.2 | Host | HP | HP 9000 | Management Processor (MP) for HP Integrity and HP9000 servers | IP-7.0.3.8 | D P F |  |  | D F | D F |  |  | No
.1.3.6.1.4.1.11.2.3.7.11.108 | Switch | HP | HP-ProCurve-498358-B21/6120G/XG-Blade-Switch | ProCurve 498358-B21 6120G/XG Blade Switch revision Z.14.29 ROM Z.14.09 (/sw/code/build/vern(Z_14_zinfip_t4b)) | IP-9.4 | D P F | D P F |  | D F | D F | D | D | Yes |  |  |  | D F | D F | D F |  |  |  | D
.1.3.6.1.4.1.11.2.3.7.11.32 | Switch | HP | ProCurve J4904A Switch 2848 | ProCurve J4904A Switch 2848 revision I.08.87 ROM I.08.07 (/sw/code/build/mako(ts_08_5)) | IP-8.1.1.1 | D P F | D P F |  | D F | D F | D | D | No |  |  |  | D F | D F | D F |  |  |  | D
.1.3.6.1.4.1.25506.11.2.3 | Router | HP | A-MSR20-10 | HP Series Router A-MSR20-10\X0D\X0AHP Comware Platform Software\X0D\X0AComware Software Version 5.20 Release 2315L03 EE\X0D\X0ACopyright(c) 2010-2013 Hewlett-Packard Development Company L.P.\X0D\X0A | IP-9.2.1 | D P F | D P F | D F | D F | D F |  | D | Yes |  |  |  | D F |  |  |  | D P | D P | D
.1.3.6.1.4.1.25506.11.2.20 | Router | HP | HP-A6602 | HP Comware Platform Software\X0D\X0AComware Software Version 5.20Release 2603P06\X0D\X0AHP A6602 Router\X0D\X0ACopyright(c) 2010-2011 Hewlett-Packard Development Company L.P.\X0D\X0A | IP-9.1/IP-8.1.4 | D P F |  |  | D F | D F |  |  | No |  |  |  | D F | D F | D F |  | D P | D P | D
.1.3.6.1.4.1.25506.11.1.24 | Switch | HP | A5500-24G-EI | HP Comware Platform Software Software Version 5.20 Release 2208P01\X0D\X0AHP A5500-24G EI Switch with 2 Interface Slots\X0D\X0ACopyright (c) 2010-2011 Hewlett-Packard Development Company L.P. | IP-9.4 | D P F | D P F | D F | D F | D F | D | D | No |  |  |  | D F | D F |  |  | D P | D P | D
.1.3.6.1.4.1.11.2.3.7.11.44 | Switch | HP | J4899B ProCurve Switch 2650 | ProCurve J4899B Switch 2650 revision H.10.35 ROM H.08.02 (/sw/code/build/fish(mkfs)) | IP-7.0.2 | D P F | D P F |  | D F | D F |  | D | Yes
.1.3.6.1.4.1.11.2.3.7.11.34 | Switch | HP | ProCurve J4900A Switch 2626 | ProCurve J4900A Switch 2626 revision H.10.29 ROM H.08.02 (/sw/code/build/fish(mkfs)) | IP-7.0.1 | D P F | D P F |  | D F | D F | D | D | No |  |  |  | D F | D F | D F |  |  |  | D
.1.3.6.1.4.1.25506.11.2.103 | Router | HP | MSR2004 | HP Comware Platform Software Software Version 7.1.054 ESS 0207\X0D\X0AHP MSR2004-24\X0D\X0ACopyright (c) 2010-2014 Hewlett-Packard Development Company L.P. | IP-9.4.1 | D P F | D P F | D F | D F | D F |  | D | Yes |  |  |  | D F | D F |  |  | D P | D P | D
.1.3.6.1.4.1.25506.11.1.28 | Switch | HP | A5500-24G-SFP | HP Comware Platform Software Software Version 5.20 Release 2208P01\X0D\X0AHP A5500-24G-SFP EI Switch with 2 Interface Slots\X0D\X0ACopyright (c) 2010-2011 Hewlett-Packard Development Company L.P. | IP-9.1/IP-8.1.4 | D P F | D P F |  | D F | D F | D | D | No |  |  |  | D F | D F |  |  | D P | D P | D
.1.3.6.1.4.1.11.2.3.7.11.138 | Switch | HP | HPJ9774A-2530-8G-PoE+ | HP J9774A 2530-8G-PoEP Switch revision YA.15.12.0010 ROM YA.15.12 (/ws/swbuildm/YA_rel_knoxville_qaoff/code/build/lakes(swbuildm_YA_rel_knoxville_qaoff_rel_knoxville)) (Formerly ProCurve) | IP-9.4 | D P F | D P F |  | D F | D F | D | D | Yes |  |  |  | D F | D F |  |  |  |  | D
.1.3.6.1.4.1.11.2.3.7.11.45 | Switch | HP | HP Procurve 2626 PWR | HP J4900B ProCurve Switch 2626 revision H.08.60 ROM H.08.02 (/sw/code/build/fish(f04)) | IP-7.0.3.9 | D P F | D P F |  | D F | D F | D | D | No |  |  |  | D F | D F | D F |  |  |  | D
.1.3.6.1.4.1.3873.1.7 | FibreChannelSwitch | HP | HP4GbVCFCModule | HP 4Gb VC-FC Module | IP-7.0.3.17 | D P F |  |  | D F | D F |  |  | No | [9 empty] | D
.1.3.6.1.4.1.11.2.3.7.11.95 | Switch | HP | ProCurveJ9138A | ProCurve J9138A Switch 2520-24-PoE revision S.14.03 ROM S.14.03 (/sw/code/build/elmo(t4b_release)) | IP-9.1/IP-8.1.4 | D P F | D P F |  | D F | D F |  | D | No |  |  |  | D F | D F |  |  |  |  | D
.1.3.6.1.4.1.11.2.3.7.11.76 | Switch | HP | HP ProCurve J9085A Switch 2610 | ProCurve J9085A Switch 2610-24 revision R.11.07 ROM R.10.06 (/sw/code/build/nemo(ndx)) | IP-8.1.1.1 | D P F | D P F |  | D F | D F |  | D | No |  |  |  | D F | D F | D F |  |  |  | D
.1.3.6.1.4.1.11.2.3.7.11.88 | Switch | HP | ProCurve Switch 2510G-24 J9279A | ProCurve J9279A Switch 2510G-24 revision Y.11.16 ROM N.10.02 (/sw/code/build/cod(cod11)) | IP-9.0/8.1.3 | D P F | D P F |  | D F | D F | D | D | No |  |  |  | D F | D F | D F |  |  |  | D
.1.3.6.1.4.1.11.2.3.7.11.58 | Switch | HP | HP ProCurve J8692A Switch 3500yl-24G | ProCurve J8692A Switch 3500yl-24G revision K.13.51 ROM K.12.14 (/sw/code/build/btm(t3a)) | IP-7.0.3.14 | D F | D P F |  | D F | D F |  | D | No |  |  |  | D F | D F | D F |  |  |  | D
.1.3.6.1.4.1.11.2.3.7.11.33.1.1.1 | Switch | HP | BL p-class C-GbE2 Interconnect Switch | HP ProLiant BL p-Class F-GbE2 Interconnect Switch A | IP-6.5.3 | D F | D P F |  | D F | D F | D |  | No
.1.3.6.1.4.1.8744.1.56 | Switch | HP | MSM720 | MSM720 - Hardware revision J9694-60101 - Serial number CN23F2F153 - Firmware version 6.0.1.0-13564 | IP-9.3 | D P F | D P F |  | D F | D F |  |  | Yes
.1.3.6.1.4.1.1588.2.1.1.82 | Host | HP | Virtual Connect 8Gb 24-Port FC Module | HP Virtual Connect 8Gb 24-Port FC Module. | IP-8.1.2 |  | D F | D F | D F | D F |  |  | No | [9 empty] | D
.1.3.6.1.4.1.25506.11.2.64 | Router | HP | MSR4080 | HP Comware Platform Software Software Version 7.1.049 Release 0106P15\X0D\X0AHP MSR4080\X0D\X0ACopyright (c) 2010-2014 Hewlett-Packard Development Company L.P. | IP-9.4.1 | D P F | D F | D F | D F | D F |  | D | Yes | [7 empty] | D P | D P | D
.1.3.6.1.4.1.25506.1.39 | Switch | HP | H3C-S3600-28P-PWR-EI | H3C Comware Platform Software\X0D\X0AComware software Version 3.10 Release 1702P28\X0D\X0AH3C S3600-28P-PWR-EI Product Version S3600-EI-1702P28\X0D\X0A\X0D\X0ACopyright(c) 2004-2011 Hangzhou H3C Tech. Co.Ltd. All rights reserved.\X0D\X0A | IP-9.1/IP-8.1.4 | D P F | D F |  | D F | D F | D |  | No
.1.3.6.1.4.1.11.2.3.10.1.2 | Host | HP |  | SunOS nokianms 5.8 Generic_108528-15 sun4u | IP-6.0 | D P F |  |  | D F | D F |  |  | No
.1.3.6.1.4.1.25506.11.1.121 | Switch | HP | HP5500-48G-PoE+-4SFP | HP Comware Platform Software Software Version 5.20.99 Release 5501P03\X0D\X0AHP 5500-48G-PoE+-4SFP HI Switch with 2 Interface Slots\X0D\X0ACopyright (c) 2010-2014 Hewlett-Packard Development Company L.P. | IP-9.4.1 | D P F | D P F | D F | D F | D F | D | D | No |  |  |  | D F | D F |  |  | D P | D P | D
.1.3.6.1.4.1.11.2.3.7.11.59 | Switch | HP | ProCurve J8693A Switch 3500yl-48G-PWR | ProCurve J8693A Switch 3500yl-48G revision K.12.57D ROM K.12.12 (/sw/code/build/btm(mot)) | IP-8.1.2 | D P F | D P F |  | D F | D F | D | D | Yes |  |  |  | D F | D F | D F |  |  |  | D
.1.3.6.1.4.1.25506.11.1.57 | Switch | HP | A3100-24-v2-EI | HP Comware Platform Software Software Version 5.20 Release 5103P01\X0D\X0AHP A3100-24 v2 EI Switch\X0D\X0ACopyright (c) 2010-2011 Hewlett-Packard Development Company L.P. | IP-9.3 | D P F | D P F | D F | D F | D F | D | D | Yes | [7 empty] | D P | D P | D
.1.3.6.1.4.1.25506.11.1.16 | Switch | HP | A5800-24G | HP Comware Platform Software Software Version 5.20 Release 1211\X0D\X0AHP A5800-24G Switch\X0D\X0ACopyright (c) 2010-2011 Hewlett-Packard Development Company L.P. | IP-9.2 | D P F | D P F |  | D F | D F | D | D | No |  |  |  | D F | D F |  |  | D P | D P | D
.1.3.6.1.4.1.11.2.3.7.11.105 | Switch | HP | ProCurveJ9452A-E6600ml-48G-4XG | HP J9452A Switch E6600ml-48G-4XG revision K.15.05.0002 ROM K.15.13 (/sw/code/build/btm(K_15_05)) (Formerly ProCurve) | IP-9.1/IP-8.1.3 | D P F | D P F |  | D F | D F | D | D | No |  |  |  | D F | D F | D F |  |  |  | D
.1.3.6.1.4.1.7569.1.3 | Host | HP | BL460C | RadiSys Media Server v3.1 | IP-9.1/IP-8.1.3 | D P F |  |  | D F | D F |  |  | No
.1.3.6.1.4.1.25506.11.2.69 | Router | HP | HSR6808 | HP Comware Platform Software\X0D\X0AComware Software Version 5.20.106Release 3303P16-US\X0D\X0AHP HSR6808 Router\X0D\X0ACopyright(c) 2010-2014 Hewlett-Packard Development Company L.P.\X0D\X0A | IP-9.4.1 | D P F | D P F | D F | D F | D F |  | D | Yes |  |  |  | D F | D F | D F |  | D P | D P | D
.1.3.6.1.4.1.11.2.3.7.11.50 | Switch | HP | HP ProCurve J8697A Switch 5406zl | ProCurve J8697A Switch 5406zl revision K.12.57D ROM K.12.12 (/sw/code/build/btm(mot)) | IP-7.0.3.14 | D P F | D P F |  | D F | D F | D | D | Yes |  |  |  | D F | D F |  |  |  |  | D
.1.3.6.1.4.1.25506.11.2.62 | Router | HP | MSR3064 | HP Comware Platform Software Software Version 7.1.049 Release 0106P02\X0D\X0AHP MSR3064\X0D\X0ACopyright (c) 2010-2014 Hewlett-Packard Development Company L.P. | IP-9.4.1 | D P F | D F | D F | D F | D |  | D | Yes |  |  |  | D F | D F |  |  |  | D P | D
.1.3.6.1.4.1.25506.11.1.27 | Switch | HP | A5500-48G-PoE+ | HP Comware Platform Software Software Version 5.20.99 Release 2215\X0D\X0AHP A5500-48G-PoE+ EI Switch with 2 Interface Slots\X0D\X0ACopyright (c) 2010-2012 Hewlett-Packard Development Company L.P. | IP-9.2.1 | D P F | D P F | D F | D F | D F | D | D | No |  |  |  | D F | D F |  |  | D P | D P | D
.1.3.6.1.4.1.11.2.3.7.11.51 | Switch | HP | HP ProCurve J8698A Switch 5412zl-96G | ProCurve J8698A Switch 5412zl revision K.13.51 ROM K.12.14 (/sw/code/build/btm(t3a)) | IP-7.0.3.14 | D F | D P F |  | D F | D F |  | D | Yes |  |  |  | D F | D F | D F |  |  |  | D
.1.3.6.1.4.1.11.2.3.7.8.1 | Host | HP | HPJ2603A Ethernet SNMP Module | HPJ2603A Ethernet SNMP Module ROM B.01.00 EEPROM A.03.01 HW B.01.00 | IP-7.0.3.14 | D P F |  |  | D F | D F |  |  | No |  |  |  | D F | [5 empty] | D
.1.3.6.1.4.1.11.2.3.7.11.162.1 | Bridge | HP | HP501-Wireless-Client-Bridge | Linux 2.6.36.4brcmarm HP Networking HP 501 Wireless Client Bridge Version 1.0.0.0-0003 Fri Oct 11 11:40:07 EDT 2013 | IP-9.4.2 | D F | D P F |  | D F | D F | D |  | No
.1.3.6.1.4.1.3873.1.16 | Host | HP | HP-VirtualConnect-4gbFC | HP Virtual Connect 4Gb FC Module | IP-9.4 |  | D F | D F | D F | D F |  |  | Yes | [9 empty] | D
.1.3.6.1.4.1.11.2.3.2.3 | Host | HP | HPUX-10.20 | HP-UX ap1hpx18 B.11.11 U 9000/800 24586352 | IP-7.0.3 | D F |  |  | D F | D F |  |  | No | [7 empty] | D P | D P | D |  | D P
.1.3.6.1.4.1.11.2.3.7.11.29 | Switch | HP | HP Procurve 2650 | ProCurve J4899A Switch 2650 revision H.08.98 ROM H.08.02 (/sw/code/build/fish(ts_08_5)) | IP-7.0.3.9 | D P F | D P F |  | D F | D F |  | D | No |  |  |  | D F | D F | D F |  |  |  | D
.1.3.6.1.4.1.25506.11.2.15 | Router | HP | A-MSR30-20 | HP Series Router A-MSR30-20\X0D\X0AHP Comware Platform Software\X0D\X0AComware Software Version 5.20 Release 2315L03 Standard EE\X0D\X0ACopyright(c) 2010-2013 Hewlett-Packard Development Company L.P.\X0D\X0A | IP-9.2.1 | D P F | D P F | D F | D F | D F |  | D | Yes |  |  |  | D F | D F |  |  | D P | D P | D
.1.3.6.1.4.1.232.9.4.10 | Host | HP | Integrated-Lights-Out | Integrated Lights-Out 4 1.10 Jul 17 2012 | IP-9.2.1 | D F |  |  | D F | D F |  |  | No | [8 empty] | D P | D |  | D P
.1.3.6.1.4.1.25506.11.2.16 | Router | HP | A-MSR30-40 | HP Series Router A-MSR30-40\X0D\X0AHP Comware Platform Software\X0D\X0AComware Software Version 5.20 Release 2315L03 Standard EE\X0D\X0ACopyright(c) 2010-2013 Hewlett-Packard Development Company L.P.\X0D\X0A | IP-9.2.1 | D P F | D P F | D F | D F | D F |  | D | Yes |  |  |  | D F | D F |  |  | D P | D P | D
.1.3.6.1.4.1.11.2.3.7.11.61 | Switch | HP | ProCurve J9019A Switch 2510-24 | ProCurve J9019A Switch 2510-24 revision Q.10.01 ROM Q.10.02 (/sw/code/build/harp(harp)) | IP-8.1.2 | D P F | D P F |  | D F | D F | D | D | No |  |  |  | D F | D F |  |  |  |  | D
.1.3.6.1.4.1.11.2.3.7.14.14.1.1.3 | Switch | HP | HP-PC-Blade | HP PC Blade Switch | IP-8.1.1.1 | D P F | D F |  | D F | D F |  | D | No
.1.3.6.1.4.1.11.2.3.9.1 | Host | HP |  | HP ETHERNET MULTI-ENVIRONMENTROM V.29.11JETDIRECTJD115EEPROM V.29.12CIDATE 03/23/2005 | IP-6.0 | D P F |  |  | D F | D F |  |  | No
.1.3.6.1.4.1.25506.11.1.101 | Switch | HP | A5500-24G-4SFP | HP Comware Platform Software Software Version 5.20.99 Release 5206P01-US\X0D\X0AHP A5500-24G-4SFP HI Switch with 2 interface Slots\X0D\X0ACopyright (c) 2010-2013 Hewlett-Packard Development Company L.P. | IP-9.4 | D P F | D P F | D F | D F | D F | D | D | Yes |  |  |  | D F | D F |  |  | D P | D P | D
.1.3.6.1.4.1.11.2.3.7.11.19 | Switch | HP | J4813A ProCurve Switch 2524 | HP J4813A ProCurve Switch 2524 revision F.02.13 ROM F.02.01 (/sw/code/build/info(f00)) | IP-6.0 | D P F | D P F |  | D F | D F |  | D | Yes
.1.3.6.1.4.1.25506.11.1.34 | Switch | HP | A5120-48G | HP Comware Platform Software Software Version 5.20 Release 2208P01\X0D\X0AHP A5120-48G EI Switch with 2 Interface Slots\X0D\X0ACopyright (c) 2010-2011 Hewlett-Packard Development Company L.P. | IP-9.2.1 | D P F | D P F | D F | D F | D F | D | D | No |  |  |  | D F | D F |  |  | D P | D P | D
.1.3.6.1.4.1.11.5.7.5.4 | Switch | HP | 1/10Gb VC-Enet Module | HP VC Flex-10/10D Module Virtual Connect 3.70 | IP-9.2.1 | D P F | D P F |  | D F | D F |  |  | Yes
.1.3.6.1.4.1.25506.1.392 | Switch | HP | H3C-S12518 | H3C Comware software. H3C S12518 Product Version S12500-CMW520-R1233P01. Copyright (c) 2004-2010 Hangzhou H3C Tech. Co. Ltd. All rights reserved. | IP-9.1/IP-8.1.3 | D P F | D P F |  | D F | D F | D |  | No |  |  |  | D F | D F | D F |  | D P | D P | D
.1.3.6.1.4.1.11.2.3.7.11.89 | Switch | HP | HP ProCurve J9279A Switch 2510G | ProCurve J9280A Switch 2510G-48 revision Y.11.08 ROM N.10.02 (/sw/code/build/cod(cod11)) | IP-7.0.3.10 | D F | D P F |  | D F | D F | D | D | No |  |  |  | D F | D F | D F |  |  |  | D
.1.3.6.1.4.1.25506.1.209 | Switch | HP | H3C-S7506E | H3C Comware Platform Software Software Version 5.20 Release 6626P02\X0D\X0AH3C S7506E\X0D\X0ACopyright (c) 2004-2011 Hangzhou H3C Tech. Co. Ltd. All rights reserved. | IP-9.1/IP-8.1.4 | D P F | D P F | D F | D F | D F | D |  | No |  |  |  | D F | D F | D F |  |  |  | D
.1.3.6.1.4.1.11.2.3.7.11.36 | Switch | HP | ProCurve J8164A Switch 2626-PWR | ProCurve J8164A Switch 2626-PWR revision H.10.38 ROM H.08.02 (/sw/code/build/fish(mf_v10_fishp)) | IP-8.1.1.1 | D P F | D P F |  | D F | D F |  | D | No |  |  |  | D F | D F | D F |  |  |  | D
.1.3.6.1.4.1.232.160.1.4 | Hub | HP | IP-Console-Switch-4x1x16 | IP-Console-Switch-4x1x16 01.00.17.03 | IP-7.0.3.17 | D P F |  |  | D F | D F |  |  | No
.1.3.6.1.4.1.11.2.3.7.11.68 | Switch | HP | ProCurve J9050A | ProCurve J9050A Switch 2900-48G revision T.12.51 ROM K.12.12 (/sw/code/build/mbm(t2g)) | IP-8.1.1.1 | D F | D P F |  | D F | D F | D | D | No |  |  |  | D F | D F |  |  |  |  | D
.1.3.6.1.4.1.25506.11.1.122 | Switch | HP | HP5500-24G-PoE+-4SFP | HP Comware Platform Software Software Version 5.20.99 Release 5203P02\X0D\X0AHP 5500-24G-PoE+-4SFP HI Switch with 2 Interface Slots\X0D\X0ACopyright (c) 2010-2013 Hewlett-Packard Development Company L.P. | IP-9.4 | D P F | D P F | D F | D F | D F | D | D | No |  |  |  | D F | D F |  |  | D P | D P | D
.1.3.6.1.4.1.11.2.3.7.11.31 | Switch | HP | HP-J4903A-ProCurve-Switch | ProCurve J4903A Switch 2824 revision I.10.77 ROM I.08.07 (/sw/code/build/mako(mkfs)) | IP-9.1/IP-8.1.4 | D F | D P F |  | D F | D F |  | D | Yes | [9 empty] | D
.1.3.6.1.4.1.11.2.3.7.11.7 | Switch | HP | HP J4110A ProCurve Switch 8000M | HP J4110A ProCurve Switch 8000M revision C.09.16 ROM C.06.01 (/sw/code/build/vgro(c09)) | IP-7.0.3 | D P F | D P F |  | D F | D F |  |  | No |  |  |  | D F | D F |  |  |  |  | D
.1.3.6.1.4.1.25506.11.1.36 | Switch | HP | A5120-48G-PoE+ | HP Comware Platform Software Software Version 5.20.99 Release 2220-US\X0D\X0AHP A5120-48G-PoE+ EI Switch with 2 Interface Slots\X0D\X0ACopyright (c) 2010-2013 Hewlett-Packard Development Company L.P. | IP-9.2.2 | D P F | D P F | D F | D F | D F | D | D | Yes |  |  |  | D F | D F |  |  | D P | D P | D
.1.3.6.1.4.1.25506.11.2.11 | Router | HP | A-MSR30-10 | HP Series Router A-MSR30-10\X0D\X0AHP Comware Platform Software\X0D\X0AComware Software Version 5.20 Release 2315L03 Standard EE\X0D\X0ACopyright(c) 2010-2013 Hewlett-Packard Development Company L.P.\X0D\X0A | IP-9.2.1 | D P F | D P F | D F | D F | D F |  | D | Yes |  |  |  | D F | D F |  |  | D P | D P | D
.1.3.6.1.4.1.11.5.7.5.1 | Switch | HP | 1/10Gb VC-Enet Module | HP 1/10Gb-F VC-Enet Module Virtual Connect 1.24 | IP-7.0.3.11 | D P F | D P F |  | D F | D F |  |  | No | [9 empty] | D
.1.3.6.1.4.1.11.2.3.7.11.52 | Switch | HP | ProCurve-J8770A-Switch-4204vl | ProCurve J8770A Switch 4204vl revision L.11.24 ROM L.10.03 (/sw/code/build/rmm(rm11)) | IP-9.1/IP-8.1.4 | D F | D P F |  | D F | D F | D | D | No | [9 empty] | D
.1.3.6.1.4.1.11.2.3.7.11.62 | Switch | HP | ProCurve j9020a Switch 2510 48 | ProCurve j9020a Switch 2510-48 revision U.11.08 ROM R.10.06 (/sw/code/build/dosx(ndx)) | IP-8.1.1.1 | D P F | D P F |  | D F | D F | D | D | No |  |  |  | D F | D F | D F |  |  |  | D
.1.3.6.1.4.1.11.2.3.7.5.21 | Hub | HP | HP J3303A ProCurve 10Base-T Hub 12 | HPJ3303A 10Base-T Hub-24M ROM A.01.00 EEPROM A.02.02 HW A.01.00 | IP-7.0.3.14 | D P F |  |  | D F | D F |  |  | No
.1.3.6.1.4.1.8744.1.48 | Switch | HP | HPProcurveMSM760 | MSM760 - Hardware revision B - Serial number SG0523N00R - Firmware version 5.5.1.0-01-9677 | IP-9.1/IP-8.1.4 | D F | D P F |  | D F | D F |  |  | No
.1.3.6.1.4.1.11.2.3.7.11.9 | Switch | HP | J4121A ProCurve Switch 4000M | HP J4121A ProCurve Switch 4000M revision C.09.22 ROM C.06.01 (/sw/code/build/vgro(c09)) | IP-7.0.2 | D P F | D P F |  | D F | D F |  |  | Yes
.1.3.6.1.4.1.11.2.3.7.11.33.5.1.1 | Switch | HP | 1:10Gb Ethernet Blade Switch | HP 1:10Gb Ethernet Blade Switch | IP-8.1.2 | D F | D F |  | D F | D F | D |  | No
.1.3.6.1.4.1.11.2.3.2.6 | Host | HP | HPUX-11.23 | HP-UX abhhe051 B.11.23 U ia64 1839326459 | IP-7.0.3.8 |  |  |  | D F | D F |  |  | No | [9 empty] | D
.1.3.6.1.4.1.25506.11.2.56 | Router | HP | MSR3012 | HP Comware Platform Software Software Version 7.1.049 Release 0106P21-US\X0D\X0AHP MSR3012\X0D\X0ACopyright (c) 2010-2014 Hewlett-Packard Development Company L.P. | IP-9.4.1 | D P F | D P F | D F | D F | D F |  | D | Yes |  |  |  | D F | D F |  |  |  | D P | D
.1.3.6.1.4.1.25506.11.2.10 | Router | HP | A-MSR20-40 | HP Series Router A-MSR20-40\X0D\X0AHP Comware Platform Software\X0D\X0AComware Software Version 5.20 Release 2315L03 Standard EE\X0D\X0ACopyright(c) 2010-2013 Hewlett-Packard Development Company L.P.\X0D\X0A | IP-9.2.1 | D P F |  | D F | D F | D F |  | D | Yes |  |  |  | D F | D F |  |  | D P | D P | D
.1.3.6.1.4.1.11.2.3.7.11.153 | Switch | HP | HPJ9727A-2920-24-PoE+Switch | HP J9727A 2920-24G-PoE+ Switch revision WB.15.13.0005 ROM WB.15.05 (/ws/swbuildm/WB_rel_laredo_qaoff/code/build/anm(swbuildm_WB_rel_laredo_qaoff_rel_laredo)) (Formerly ProCurve) | IP-9.4 | D P F | D P F |  | D F | D F | D | D | Yes |  |  |  | D F | D F | D F |  |  |  | D
.1.3.6.1.4.1.25506.11.1.176 | Switch | HP | 5700-48G-4XG-2QSFP+ | HP Comware Platform Software Software Version 7.1.045 Release 2310\X0D\X0AHP FF 5700-48G-4XG-2QSFP+ Switch\X0D\X0ACopyright (c) 2010-2014 Hewlett-Packard Development Company L.P. | IP-9.4.1 | D P F | D P F | D F | D F | D F | D | D | No |  |  |  | D F |  |  |  | D P | D P | D
.1.3.6.1.4.1.11.2.3.7.11.63 | Switch | HP | ProCurve J9021A Switch 2810 24G | ProCurve J9021A Switch 2810-24G revision N.10.02 ROM N.10.01 (/sw/code/build/bass(bass)) | IP-8.1.2 | D F | D P F |  | D F | D F |  | D | Yes |  |  |  | D F | D F | D F |  |  |  | D
.1.3.6.1.4.1.25506.11.1.100 | Switch | HP | 5900AF-48XG-4QSFP | HP Comware Platform Software Software Version 7.1.035 Release 2207\X0D\X0AHP 5900AF-48XG-4QSFP+ Switch\X0D\X0ACopyright (c) 2010-2012 Hewlett-Packard Development Company L.P. | IP-9.2.1 | D P F | D P F | D F | D F | D F | D | D | No |  |  |  | D F | D F |  |  | D P | D P | D
.1.3.6.1.4.1.232.22.3.1 | Host | HP | Proliant BL | Proliant BL e-Class Integrated Administrator | IP-8.1.1.1 | D P F |  |  | D F | D F |  |  | No | [7 empty] | D P | D P
.1.3.6.1.4.1.11.2.3.7.11.132 | Switch | HP | HP-J9626A-E2620-48 | HP J9626A E2620-48 Switch revision RA.15.05.0006 ROM RA.15.10 (/sw/code/build/xform(RA_15_05)) (Formerly ProCurve) | IP-9.4.2 | D P F | D P F |  | D F | D F | D | D | Yes |  |  |  | D F | D F |  |  |  |  | D
.1.3.6.1.4.1.25506.11.1.35 | Switch | HP | A5120-24G | HP Comware Platform Software Software Version 5.20.99 Release 2215\X0D\X0AHP A5120-24G-PoE+ EI Switch with 2 Interface Slots\X0D\X0ACopyright (c) 2010-2012 Hewlett-Packard Development Company L.P. | IP-9.2 | D P F | D P F |  | D F | D F | D | D | No |  |  |  | D F | D F |  |  | D P | D P | D
.1.3.6.1.4.1.11.2.3.7.11.8 | Switch | HP | HP J4120A ProCurve Switch 1600M | HP J4120A ProCurve Switch 1600M revision C.09.16 ROM C.06.01 (/sw/code/build/vgro(c09)) | IP-7.0.3 | D P F | D P F |  | D F | D F |  |  | No |  |  |  | D F | D F |  |  |  |  | D
.1.3.6.1.4.1.11.2.3.7.11.64 | Switch | HP | HP ProCurve J9022A Switch 2810-48G | ProCurve J9022A Switch 2810-48G revision N.10.02 ROM N.10.01 (/sw/code/build/bass(bass)) | IP-7.0.3.14 | D P F | D P F |  | D F | D F |  | D | No |  |  |  | D F | D F | D F |  |  |  | D
.1.3.6.1.4.1.11.2.3.7.11.90 | Switch | HP | HP ProCurve Switch 2510B-24 J9019B | ProCurve J9019B Switch 2510B-24 revision Q.11.17 ROM Q.10.02 (/sw/code/build/harp(bh2)) | IP-8.1.2 | D P F | D P F |  | D F | D F |  | D | No |  |  |  | D F | [5 empty] | D
.1.3.6.1.4.1.11.2.51 | Host | HP | MSA2212fc | HP StorageWorks MSA2212fc | IP-8.1.1.1 | D P F |  |  | D F | D F |  |  | No
.1.3.6.1.4.1.25506.1.76 | Router | HP | MSR50-40 | H3C Series Router MSR50-40\X0D\X0AH3C Comware Platform Software\X0D\X0AComware Software Version 5.20 Release 2315 Standard\X0D\X0ACopyright(c) 2004-2013 Hangzhou H3C Technologies Co. Ltd.\X0D\X0A | IP-9.2.2 | D P F | D P F | D F | D F | D F |  | D | Yes |  |  |  | D F | D F |  |  | D P | D P | D
.1.3.6.1.4.1.25506.11.2.107 | Router | HP | MSR1002 | HP Comware Platform Software Software Version 7.1.049 Release 0106P15\X0D\X0AHP MSR1002-4\X0D\X0ACopyright (c) 2010-2014 Hewlett-Packard Development Company L.P. | IP-9.4.1 | D P F | D P F | D F | D F | D F |  | D | Yes |  |  |  | D F | D F |  |  | D P | D P | D
.1.3.6.1.4.1.232.160.3.8 | Hub | HP | AF621A | HP IP Console Switch G2 2x1Ex16 - AF621 1.30.5.24433 | IP-9.4.2 | D P F |  |  | D F | D F |  |  | No
.1.3.6.1.4.1.25506.11.1.90 | Switch | HP | A3600-24-v2-EI | HP Comware Platform Software Software Version 5.20.99 Release 2101P01\X0D\X0AHP A3600-24 v2 EI Switch\X0D\X0ACopyright (c) 2010-2011 Hewlett-Packard Development Company L.P. | IP-9.4 | D P F | D P F | D F | D F | D F | D | D | No |  |  |  | D F | D F |  |  | D P | D P | D
.1.3.6.1.4.1.25506.11.2.14 | Router | HP | A-MSR30-16 | HP Series Router A-MSR30-16\X0D\X0AHP Comware Platform Software\X0D\X0AComware Software Version 5.20 Release 2209P26 Standard\X0D\X0ACopyright(c) 2010-2012 Hewlett-Packard Development Company L.P.\X0D\X0A | IP-9.3 | D P F | D P F | D F | D F | D |  | D | Yes |  |  |  | D F | D F |  |  | D P | D P | D
.1.3.6.1.4.1.25506.1.230 | Router | HP | MSR20-11 | H3C Series Router MSR20-11\X0D\X0AH3C Comware Platform Software\X0D\X0AComware Software Version 5.20 Release 2104P02\X0D\X0ACopyright(c) 2004-2010 Hangzhou H3C Technologies Co. Ltd.\X0D\X0A | IP-9.3 | D P F | D P F | D F | D F | D |  | D | Yes | [7 empty] | D P | D P | D
.1.3.6.1.4.1.11.2.3.7.11.60 | Switch | HP | HP ProCurve J8992A Switch 6200yl-24G mGBIC | ProCurve J8992A Switch 6200yl-24G revision K.13.51 ROM K.12.14 (/sw/code/build/btm(t3a)) | IP-7.0.3.14 | D F | D P F |  | D F | D F |  | D | Yes |  |  |  | D F | D F | D F |  |  |  | D
.1.3.6.1.4.1.11.2.3.7.11.107 | Switch | HP | ProCurve516733-B21-6120XG | ProCurve 516733-B21 6120XG Blade Switch revision Z.14.49 ROM Z.14.09 (/ws/swbuildm/Z_zinfandel_fip_t4b_qaoff/code/build/vern(Z1.3.6.1.4.1.11.2.3.7.11.107 | IP-9.4.2 | D P F | D P F |  | D F | D F | D | D | Yes |  |  |  | D F | D F | D F |  |  |  | D
.1.3.6.1.4.1.25506.11.1.93 | Switch | HP | A3600-48-PoE+-v2-EI | HP Comware Platform Software Software Version 5.20.99 Release 2109P01\X0D\X0AHP A3600-48-PoE+ v2 EI Switch\X0D\X0ACopyright (c) 2010-2014 Hewlett-Packard Development Company L.P. | IP-9.4 | D P F | D P F | D F | D F | D F | D | D | No |  |  |  | D F | D F |  |  | D P | D P | D
.1.3.6.1.4.1.25506.11.1.33 | Switch | HP | A5120-24G-EI | HP Comware Platform Software Software Version 5.20 Release 2208\X0D\X0AHP A5120-24G EI Switch with 2 Interface Slots\X0D\X0ACopyright (c) 2010-2011 Hewlett-Packard Development Company L.P. | IP-9.4 | D P F | D P F | D F | D F | D F | D | D | Yes |  |  |  | D F | D F |  |  | D P | D P | D
.1.3.6.1.4.1.11.2.3.7.11.23 | Switch | HP | HP J4865A ProCurve Switch 4108GL | HP J4865A ProCurve Switch 4108GL revision G.07.93 ROM G.05.02 (/sw/code/build/gamo(m03)) | IP-7.0.3 | D P F | D P F |  | D F | D F | D | D | No |  |  |  | D F | D F |  |  |  |  | D
.1.3.6.1.4.1.11.2.3.7.11.129 | Switch | HP | J9623A-E2620-24 | HP J9623A E2620-24 Switch revision RA.15.05.0006 ROM RA.15.10 (/sw/code/build/xform(RA_15_05)) (Formerly ProCurve) | IP-9.3 | D P F | D P F |  | D F | D F | D | D | Yes |  |  |  | D F | D F |  |  |  |  | D
.1.3.6.1.4.1.11.2.3.7.11.80 | Switch | HP | ProCurve J9086A Switch 2610-24/12PWR | ProCurve J9086A Switch 2610-24/12PWR revision R.11.07 ROM R.10.06 (/sw/code/build/nemo(ndx)) | IP-8.1.2 | D P F | D P F |  | D F | D F |  | D | No |  |  |  | D F | D F | D F |  |  |  | D
.1.3.6.1.4.1.25506.11.1.86 | Switch | HP | HP-10504 | HP Comware Platform Software Software Version 7.1.045 Release 7150\X0D\X0AHP 10504\X0D\X0ACopyright (c) 2010-2015 Hewlett-Packard Development Company L.P. | IP-9.4.2 | D P F | D P F | D F | D F | D F | D |  | Yes |  |  |  | D F | D F |  |  | D P | D P | D
.1.3.6.1.4.1.11.2.3.7.11.14 | Switch | HP | J4139A ProCurve Switch 9304M | Hewlett-Packard Company J4139A HP ProCurve Routing Switch 9304M Software Version 07.8.00aT53 Compiled on Oct 04 2004 at 21:29:05 labeled as H2R07800a | IP-7.0.3.14 | D F | D P F |  | D F | D F |  | D | No | [9 empty] | D
.1.3.6.1.4.1.25506.11.2.4 | Router | HP | A-MSR20-11 | HP Series Router A-MSR20-11\X0D\X0AHP Comware Platform Software\X0D\X0AComware Software Version 5.20 Release 2209P26\X0D\X0ACopyright(c) 2010-2012 Hewlett-Packard Development Company L.P.\X0D\X0A | IP-9.2.2 | D P F | D P F | D F | D F | D |  | D | Yes | [7 empty] | D P | D P | D
.1.3.6.1.4.1.25506.11.1.92 | Switch | HP | A3600-24-PoE+-v2-EI | HP Comware Platform Software Software Version 5.20.99 Release 2109P01\X0D\X0AHP A3600-24-PoE+ v2 EI Switch\X0D\X0ACopyright (c) 2010-2014 Hewlett-Packard Development Company L.P. | IP-9.4 | D P F | D P F | D F | D F | D F | D | D | No |  |  |  | D F | D F |  |  | D P | D P | D
.1.3.6.1.4.1.25506.11.1.98 | Switch | HP | 3600-24-PoE-v2-SI | HP Comware Platform Software Software Version 5.20.99 Release 2109P01\X0D\X0AHP A3600-48-PoE+ v2 SI Switch\X0D\X0ACopyright (c) 2010-2014 Hewlett-Packard Development Company L.P. | IP-9.4 | D P F | D P F | D F | D F | D F | D | D | No |  |  |  | D F | D F |  |  | D P | D P | D
.1.3.6.1.4.1.25506.11.1.102 | Switch | HP | A5500-48G-4SFP | HP Comware Platform Software Software Version 5.20.99 Release 5101P01\X0D\X0AHP A5500-48G-4SFP HI Switch with 2 interface Slots\X0D\X0ACopyright (c) 2010-2011 Hewlett-Packard Development Company L.P. | IP-9.2 | D P F | D P F | D F | D F | D F | D | D | Yes |  |  |  | D F | D F |  |  | D P | D P | D
.1.3.6.1.4.1.25506.11.1.188 | Switch | HP | 5130-24G-POE+-4SFP+ EI | HP Comware Platform Software Software Version 7.1.045 Release 3106\X0D\X0AHP 5130-24G-PoE+-4SFP+ (370W) EI Switch\X0D\X0ACopyright (c) 2010-2014 Hewlett-Packard Development Company L.P. | IP-9.4.2 | D P F | D P F |  | D F | D F | D | D | No
.1.3.6.1.4.1.25506.1.519 | Switch | HP-H3C | S5120-28C-PWR-EI | H3C Comware Platform Software Software Version 5.20 Release 2208\X0D\X0AH3C S5120-28C-PWR-EI\X0D\X0ACopyright (c) 2004-2011 Hangzhou H3C Tech. Co. Ltd. All rights reserved. | IP-9.1/IP-8.1.4 | D P F | D P F |  | D F | D F | D |  | No |  |  |  | D F | D F |  |  | D P | D P | D
.1.3.6.1.4.1.25506.11.1.23 | Switch | HP-H3C | A5820X-24XG-SFP | HP Comware Platform Software Software Version 5.20 Release 1211\X0D\X0AHP A5820X-24XG-SFP+ Switch\X0D\X0ACopyright (c) 2010-2011 Hewlett-Packard Development Company L.P. | IP-9.1/IP-8.1.4 | D P F | D P F | D F | D F | D F | D |  | Yes |  |  |  | D F | D F |  |  | D P | D P | D
.1.3.6.1.4.1.25506.1.217 | Router | HP-H3C | MSR30-16 | H3C Series Router MSR30-16\X0D\X0AH3C Comware Platform Software\X0D\X0AComware Software Version 5.20 Release 2315L03 Standard EE\X0D\X0ACopyright(c) 2004-2013 Hangzhou H3C Technologies Co. Ltd.\X0D\X0A | IP-9.2.1 | D P F | D P F | D F | D F | D F |  | D | Yes |  |  |  | D F | D F |  |  | D P | D P | D
.1.3.6.1.4.1.25506.1.257 | Router | HP-H3C | MSR20-12 | H3C Series Router MSR20-12\X0D\X0AH3C Comware Platform Software\X0D\X0AComware Software Version 5.20 Release 2315L03 EE\X0D\X0ACopyright(c) 2004-2013 Hangzhou H3C Technologies Co. Ltd.\X0D\X0A | IP-9.2.1 | D P F | D P F | D F | D F | D F |  | D | Yes |  |  |  | D F |  |  |  | D P | D P | D
.1.3.6.1.4.1.25506.11.1.77 | Switch | HP-H3C | A5500-48G-PoE | HP Comware Platform Software Software Version 5.20.99 Release 2215\X0D\X0AHP A5500-48G-PoE+ EI TAA Switch with 2 Interface Slots\X0D\X0ACopyright (c) 2010-2012 Hewlett-Packard Development Company L.P. | IP-9.2.1 | D P F | D P F | D F | D F | D F | D | D | Yes |  |  |  | D F | D F |  |  | D P | D P | D
.1.3.6.1.4.1.25506.11.1.72 | Switch | HP-H3C | A5120-48G-PoE | HP Comware Platform Software Software Version 5.20.99 Release 2215\X0D\X0AHP A5120-48G-PoE+ EI TAA Switch with 2 Interface Slots\X0D\X0ACopyright (c) 2010-2012 Hewlett-Packard Development Company L.P. | IP-9.2.1 | D P F | D P F | D F | D F | D F | D | D | Yes |  |  |  | D F | D F |  |  | D P | D P | D
.1.3.6.1.4.1.2011.2.23.96 | Switch | HUAWEI | Quidway S5300 Series Ethernet Switches | S5328C-EI-24S \X0D\X0AHuawei Versatile Routing Platform Software \X0D\X0A VRP (R) softwareVersion 5.70 (S5300 V100R005C01) \X0D\X0A Copyright (C) 2003-2010 Huawei Technologies Co. Ltd. | IP-8.1.1.1 | D P F | D P F | D F | D F | D F |  | D | Yes | [5 empty] | D F | D F | D P | D P | D
.1.3.6.1.4.1.2011.10.1.53 | Router | HUAWEI | AR-18-20S | Huawei-3Com Versatile Routing Platform Software\X0D\X0AVRP (R) Software Version 3.40 RELEASE 0108P03\X0D\X0AQuidway Series Router AR18-20S\X0D\X0ACopyright (c) 2003-2005 Hangzhou Huawei-3Com Tech. Co.Ltd. All rights reserved.\X0D\X0A | IP-7.0.2 | D P F |  |  | D F | D F |  |  | No |  |  |  | D F | D F | D F |  | D P | D P | D
.1.3.6.1.4.1.2011.2.23.82 | Switch | HUAWEI | Quidway S3328TP-EI-24S | S3328TP-EI-24S \X0D\X0AHuawei Versatile Routing Platform Software \X0D\X0A VRP (R) softwareVersion 5.70 (S3328 V100R005C01) \X0D\X0A Copyright (C) 2003-2010 Huawei Technologies Co. Ltd. | IP-8.1.1.1 | D P F | D P F | D F | D F | D F | D | D | Yes | [5 empty] | D F | D F | D P | D P | D
.1.3.6.1.4.1.2011.2.89.2 | Router | HUAWEI | ME60 | Huawei Versatile Routing Platform Software\X0D\X0AVRP (R) software Version 5.50 (ME60 V100R006C05SPC600)\X0D\X0ACopyright (C) 2000-2010 Huawei Technologies Co. Ltd\X0D\X0AQuidway MultiserviceEngine 60-8\X0D\X0APatch: V100R006C05SPC032\X0D\X0A | IP-9.1/IP-8.1.4 | D P F |  |  | D F | D F |  |  | No
.1.3.6.1.4.1.2011.2.23.87 | Switch | HUAWEI | Quidway S2309TP-SI | S2309TP-SI \X0D\X0AHuawei Versatile Routing Platform Software \X0D\X0A VRP (R) softwareVersion 5.70 (S2300 V100R005C01) \X0D\X0A Copyright (C) 2003-2010 Huawei Technologies Co. Ltd. | IP-8.1.1.1 | D P F | D P F | D F | D F | D F |  | D | Yes | [5 empty] | D F | D F | D P | D P | D
.1.3.6.1.4.1.2011.2.23.224 | Switch | HUAWEI | S2700 | S5700-28X-LI-AC \X0D\X0AHuawei Versatile Routing Platform Software \X0D\X0A VRP (R) softwareVersion 5.120 (S5700 V200R002C00SPC100) \X0D\X0A Copyright (C) 2007 Huawei Technologies Co. Ltd. | IP-9.4 | D P F | D P F | D F | D F | D F | D |  | No | [5 empty] | D F | D F | D P | D P | D
.1.3.6.1.4.1.2011.2.23.79 | Switch | HUAWEI | Quidway S3352P-EI | S3352P-EI \X0D\X0AHuawei Versatile Routing Platform Software \X0D\X0A VRP (R) softwareVersion 5.70 (S3352 V100R005C01) \X0D\X0A Copyright (C) 2000-2006 Huawei Technologies Co. Ltd. | IP-8.1.1.1 | D P F | D P F | D F | D F | D F |  | D | Yes | [5 empty] | D F | D F | D P | D P | D
.1.3.6.1.4.1.2011.10.1.45 | Switch | HUAWEI | S5648P | Huawei-3Com Versatile Routing Platform Software Version COMWAREV300R002B13D005\X0D\X0AQuidway S5648P Product Version V100R001B01D028sp01\X0D\X0ACopyright (c) 2002-2005 Hangzhou Huawei-3Com Tech. Co.Ltd. All rights reserved.\X0D\X0A | IP-8.1.1.1 | D P F | D P F | D F | D F | D F |  | D | No |  |  |  | D F | D F |  |  | D P | D P | D
.1.3.6.1.4.1.2011.2.23.102 | Switch | HUAWEI | Quidway S5328C-SI | S5328C-SI \X0D\X0AHuawei Versatile Routing Platform Software \X0D\X0A VRP (R) softwareVersion 5.70 (S5300 V100R005C01) \X0D\X0A Copyright (C) 2003-2010 Huawei Technologies Co. Ltd. | IP-8.1.1.1 | D P F | D P F | D F | D F | D F |  | D | Yes | [5 empty] | D F | D F | D P | D P | D
.1.3.6.1.4.1.2011.2.23.161 | Switch | HUAWEI | S6700-48-EI | S6700-48-EI \X0D\X0AHuawei Versatile Routing Platform Software \X0D\X0A VRP (R) softwareVersion 5.70 (S6700 V100R006C00SPC800) \X0D\X0A Copyright (C) 2003-2011 Huawei Technologies Co. Ltd. | IP-9.1/IP-8.1.4 | D F | D F | D F | D F | D F | D | D | Yes | [5 empty] | D F | D F | D P | D P | D
.1.3.6.1.4.1.25506.1.2 | Router | HUAWEI | H3C S5500EI | H3C S5500EI | IP-7.0.3.21 | D P F |  |  | D F | D F |  |  | Yes
.1.3.6.1.4.1.25506.1.339 | Switch | HUAWEI | H3C-S5800-32F | H3C Comware Platform Software Software Version 5.20 Test 1207P01\X0D\X0AH3C S5800-32F\X0D\X0ACopyright (c) 2004-2010 Hangzhou H3C Tech. Co. Ltd. All rights reserved. | IP-9.0/8.1.3 | D P F | D P F | D F | D F | D F | D |  | No |  |  |  | D F | D F |  |  | D P | D P | D
.1.3.6.1.4.1.2011.2.87.18 | Switch | HUAWEI | CX600-X8 | Huawei Versatile Routing Platform Software\X0D\X0AVRP (R) software Version 5.90 (CX600 V600R003C00)\X0D\X0ACopyright (C) 2000-2011 Huawei Technologies Co. Ltd.\X0D\X0ACX600-X8 \X0D\X0A | IP-9.1/IP-8.1.3 | D F | D P F |  | D F | D F |  |  | No
.1.3.6.1.4.1.2011.2.23.183 | Switch | HUAWEI | S1700-28GFR-4P-AC | S1700-28GFR-4P-AC | IP-9.1/IP-8.1.4 | D F | D F | D F | D F | D F |  |  | Yes | [5 empty] | D F |  | D P | D P | D
.1.3.6.1.4.1.2011.2.23.85 | Switch | HUAWEI | Quidway S3352P-EI-48S | S3352P-EI-48S \X0D\X0AHuawei Versatile Routing Platform Software \X0D\X0A VRP (R) softwareVersion 5.70 (S3352 V100R005C01) \X0D\X0A Copyright (C) 2000-2006 Huawei Technologies Co. Ltd. | IP-8.1.1.1 | D P F | D P F | D F | D F | D F |  | D | Yes | [5 empty] | D F | D F | D P | D P | D
.1.3.6.1.4.1.2011.2.62.2.13 | Router | HUAWEI | NE40E-X2 | Huawei Versatile Routing Platform Software\X0D\X0AVRP (R) software Version 5.90 (NE40E&80E V600R003C00SPC300)\X0D\X0ACopyright (C) 2000-2011 Huawei Technologies Co. Ltd.\X0D\X0AHUAWEI NE40E-X2 \X0D\X0A | IP-9.1/IP-8.1.4 | D P F |  | D F | D F | D F |  | D | Yes |  |  |  | D F | D F | D F | D F | D P | D P | D
.1.3.6.1.4.1.2011.2.224.11 | Router | HUAWEI | AR207 | Huawei AR207 Huawei Versatile Routing Platform Software VRP (R) softwareVersion 5.100 (AR207 V200R002C00) Copyright (C) 2000-2011 Huawei Technologies Co. Ltd | IP-9.1/IP-8.1.4 | D P F |  | D F | D F | D F |  | D | Yes | [5 empty] | D F | D F | D P | D P | D
.1.3.6.1.4.1.2011.2.224.34 | Router | HUAWEI | AR151G | Huawei AR151G-HSPA+7 Huawei Versatile Routing Platform Software VRP (R) softwareVersion 5.120 (AR151G-HSPA+7 V200R003C01SPC300) Copyright (C) 2011-2013 Huawei Technologies Co. Ltd | IP-9.3 | D P F |  | D F | D F | D F |  | D | Yes | [5 empty] | D F | D F | D P | D P | D
.1.3.6.1.4.1.2011.2.23.97 | Switch | HUAWEI | Quidway S5352C-EI | S5352C-EI \X0D\X0AHuawei Versatile Routing Platform Software \X0D\X0A VRP (R) softwareVersion 5.70 (S5300 V100R006C00B010) \X0D\X0A Copyright (C) 2000-2006 Huawei Technologies Co. Ltd. | IP-8.1.1.1 | D P F | D P F | D F | D F | D F |  | D | Yes | [5 empty] | D F | D F | D P | D P | D
.1.3.6.1.4.1.2011.2.17 | Router | HUAWEI | NE80a | QuidWay NetEngine 80 Huawei Versatile Routing Platform Software\X0D\X0AVRP (R) Software Version NE40NE80-VRP5.30-020Y.02\X0D\X0ACopyright (c) 2000-2006 HUAWEI TECH CO. LTD.\X0D\X0A | IP-7.0 | D P F |  |  | D F | D F |  |  | Yes | [5 empty] | D F |  | D P | D P | D
.1.3.6.1.4.1.2011.2.62.2.3 | Router | HUAWEI | NE5000E | Huawei Versatile Routing Platform Software\X0D\X0AVRP (R) software Version 5.60 (NE5000E V300R005C01B190)\X0D\X0ACopyright (C) 2000-2009 Huawei Technologies Co. Ltd.\X0D\X0AQuidway NetEngine 5000E \X0D\X0A | IP-9.1/IP-8.1.3 | D P F |  |  | D F | D F |  |  | No
.1.3.6.1.4.1.2011.10.1.138 | Router | HUAWEI | AR1961 | Huawei Versatile Routing Platform Software\X0D\X0AVRP Software Version 5.20 Release 2104P01\X0D\X0AQuidway Series Router AR19-61\X0D\X0ACopyright(c) 1998-2010 Huawei Technologies Co. Ltd.\X0D\X0A | IP-8.1.1.1 | D P F |  | D F | D F | D F |  |  | No |  |  |  | D F | D F | D F |  | D P | D P | D
.1.3.6.1.4.1.2011.2.88.2 | Router | HUAWEI | NE20-E | Huawei Versatile Routing Platform Software\X0D\X0AVRP (R) Software Version 5.30 (NE20E V200R005C03B382)\X0D\X0ACopyright (C) 2000-2008 Huawei Technologies Co. Ltd. \X0D\X0AQuidway NetEngine 20E-8\X0D\X0APatch: V200R005C03B382HP0001\X0D\X0A | IP-8.1.2 | D P F |  | D F | D F | D F |  |  | No |  |  |  | D | D | D F | D F | D P | D P | D
.1.3.6.1.4.1.2011.2.23.107 | Switch | HUAWEI | Quidway S5352C-PWR-EI | S5352C-PWR-EI \X0D\X0AHuawei Versatile Routing Platform Software \X0D\X0A VRP (R) softwareVersion 5.70 (S5300 V100R005C01) \X0D\X0A Copyright (C) 2003-2010 Huawei Technologies Co. Ltd. | IP-8.1.1.1 | D P F | D P F | D F | D F | D F |  | D | Yes | [5 empty] | D F | D F | D P | D P | D
.1.3.6.1.4.1.2011.2.123 | Switch | HUAWEI | RDSLAM MA5603T | Huawei Integrated Access Software | IP-7.0.3.15 |  | D F | D F | D F | D F |  | D | No |  |  |  |  | D F |  |  | D P | D P | D
.1.3.6.1.4.1.2011.2.80.8 | Switch | HUAWEI | OLTMA5600T1957 |  | IP-7.0.3 |  | D F | D F | D F | D F |  |  | No | [7 empty] | D P | D P | D
.1.3.6.1.4.1.2011.10.1.142 | Router | HUAWEI | AR2941 | Huawei Versatile Routing Platform Software\X0D\X0AVRP Software Version 5.20 Release 2104P01\X0D\X0AQuidway Series Router AR29-41\X0D\X0ACopyright(c) 1998-2010 Huawei Technologies Co. Ltd.\X0D\X0A | IP-8.1.1.1 | D P F |  | D F | D F | D F |  |  | No |  |  |  | D F | D F | D F |  | D P | D P | D
.1.3.6.1.4.1.2011.10.1.74 | Router | HUAWEI | AR1831E | Huawei Versatile Routing Platform SoftwareVRP software Version 3.40 Release 0118P02.Quidway Router AR18-31E.Copyright (c) 1998-2010 Huawei Technologies Co. Ltd. All rights reserved. | IP-8.1.1.1 | D P F |  |  | D F | D F |  |  | No | [9 empty] | D
.1.3.6.1.4.1.2011.2.29 | Router | HUAWEI | NE40a | QuidWay NetEngine 40-4 Huawei Versatile Routing Platform Software\X0D\X0AVRP (R) Software Version NE40NE80-VRP5.30-020Y.02\X0D\X0ACopyright (c) 2000-2006 HUAWEI TECH CO. LTD.\X0D\X0A | IP-7.0.3.17 | D P F |  |  | D F | D F |  |  | No |  |  |  | D F | D F |  |  |  |  | D
.1.3.6.1.4.1.2011.2.224.6 | Router | HUAWEI | AR2240 | Huawei AR2240 Huawei Versatile Routing Platform Software VRP (R) softwareVersion 5.90 (AR2240 V200R001C00SPC016T) Copyright (C) 2000-2011 Huawei Technologies Co. Ltd | IP-8.1.2 | D P F |  | D F | D F | D F |  | D | Yes | [5 empty] | D F | D F | D P | D P | D
.1.3.6.1.4.1.2011.2.224.7 | Router | HUAWEI | AR3260 | Huawei AR3260 Huawei Versatile Routing Platform Software VRP (R) softwareVersion 5.90 (AR3260 V200R001C00SPC016T) Copyright (C) 2000-2011 Huawei Technologies Co. Ltd | IP-8.1.2 | D P F |  | D F | D F | D F |  | D | Yes | [5 empty] | D F | D F | D P | D P | D
.1.3.6.1.4.1.2011.2.23.112 | Switch | HUAWEI | Quidway S3328TP-EI-MC | S3328TP-EI-MC \X0D\X0AHuawei Versatile Routing Platform Software \X0D\X0A VRP (R) softwareVersion 5.70 (S3328 V100R005C01) \X0D\X0A Copyright (C) 2003-2010 Huawei Technologies Co. Ltd. | IP-8.1.1.1 | D P F | D P F | D F | D F | D F |  | D | Yes | [5 empty] | D F | D F | D P | D P | D
.1.3.6.1.4.1.2011.2.220.3 | Router | HUAWEI | ATN910 | Huawei Versatile Routing Platform Software\X0D\X0AVRP (R) software Version 5.90 (ATN V200R001C00)\X0D\X0ACopyright (C) 2000-2011 Huawei Technologies Co. Ltd.\X0D\X0AATN910 \X0D\X0A | IP-9.0/8.1.3 | D P F |  | D F | D F | D F |  |  | No |  |  |  | D F | D F | D F | D F | D P | D P | D
.1.3.6.1.4.1.2011.2.224.5 | Router | HUAWEI | AR2220 | Huawei AR2220 Huawei Versatile Routing Platform Software VRP (R) softwareVersion 5.90 (AR2220 V200R001C00SPC016T) Copyright (C) 2000-2011 Huawei Technologies Co. Ltd | IP-8.1.2 | D F |  | D F | D F | D F |  | D | Yes |  |  |  | D F |  | D F | D F | D P | D P | D
.1.3.6.1.4.1.2011.2.109 | Switch | HUAWEI | HuaweiMA5606T | Huawei Integrated Access Software | IP-7.0.3.15 |  | D F | D F | D F | D F |  | D | No |  |  |  |  | D F |  |  | D P | D P | D
.1.3.6.1.4.1.2011.2.62.2.5 | Router | HUAWEI | NE40e | Quidway NE40E\X0D\X0AHuawei Versatile Routing Platform Software\X0D\X0AVRP (R) software Version 5.30 (CN) RELEASE 0021\X0D\X0ACopyright (C) 2000-2006 Huawei Technologies Co. Ltd\X0D\X0A | IP-7.0.3 | D P F |  |  | D F | D F |  |  | No |  |  |  | D F | D F | D F | D F | D P | D P | D P
.1.3.6.1.4.1.2011.2.224.9 | Router | HUAWEI | AR201 | Huawei AR201 Huawei Versatile Routing Platform Software VRP (R) softwareVersion 5.100 (AR201 V200R002C00) Copyright (C) 2000-2011 Huawei Technologies Co. Ltd | IP-9.1/IP-8.1.4 | D F |  | D F | D F | D F |  | D | Yes | [5 empty] | D F | D F | D P | D P | D
.1.3.6.1.4.1.25506.1.390 | Switch | HUAWEI | H3C-S9512E | H3C Comware software. H3C S9512E Product Version S9500E-CMW520-R1238P08. Copyright (c) 2004-2010 Hangzhou H3C Tech. Co. Ltd. All rights reserved. | IP-9.0/8.1.3 | D P F | D P F | D F | D F | D F | D |  | No |  |  |  | D F | D F | D F |  | D P | D P | D P
.1.3.6.1.4.1.2011.2.78 | Switch | HUAWEI | UA5000-IPMB | Huawei Versatile Routing Platform Software\X0D\X0A | IP-9.2.1 |  | D F | D F | D F | D F |  |  | No | [7 empty] | D P | D P | D
.1.3.6.1.4.1.2011.2.224.1 | Router | HUAWEI | AR1220 | Huawei AR1220 Huawei Versatile Routing Platform Software VRP (R) softwareVersion 5.90 (AR1220 V200R001C00SPC016T) Copyright (C) 2000-2011 Huawei Technologies Co. Ltd | IP-8.1.2 | D F |  | D F | D F | D F |  | D | Yes | [5 empty] | D F | D F | D P | D P | D
.1.3.6.1.4.1.2011.2.48 | Router | HUAWEI | NE20 | Huawei Versatile Routing Platform Software\X0D\X0AVRP Netengine Software Version VRPV500R001B12D043SP01\X0D\X0ACopyright (c) 2000-2005 by VRP Team Beijing Institute Huawei Tech Inc\X0D\X0ACompiled Sep 17 2005 17:35:57 by yueyonglu\X0D\X0A | IP-7.0 | D P F |  |  | D F | D F |  |  | No |  |  |  | D | D | D F | D F | D P | D P | D
.1.3.6.1.4.1.2011.2.23.104 | Switch | HUAWEI | Quidway S5328C-PWR-SI | S5328C-PWR-SI \X0D\X0AHuawei Versatile Routing Platform Software \X0D\X0A VRP (R) softwareVersion 5.70 (S5300 V100R005C01) \X0D\X0A Copyright (C) 2003-2010 Huawei Technologies Co. Ltd. | IP-8.1.1.1 | D P F | D P F | D F | D F | D F |  | D | Yes | [5 empty] | D F | D F | D P | D P | D
.1.3.6.1.4.1.2011.2.80 | Router | HUAWEI | 5600 |  | IP-7.0.3 | D P F |  |  | D F | D F |  |  | No | [9 empty] | D
.1.3.6.1.4.1.2011.2.23.32 | Switch | HUAWEI | Quidway S8505 | Huawei-3Com Versatile Routing Platform Software \X0D\X0AS8500 Product Version S8500-VRP310-r1228\X0D\X0ACopyright (c) 2003-2005 Hangzhou Huawei-3Com Tech. Co.Ltd. All rights reserved. \X0D\X0ACompiled Jul 4 2005 11:07:28 RELEASE SOFTWARE\X0D\X0A | IP-7.0 | D P F | D P F | D F | D F | D F | D |  | No |  |  |  | D F | D F | D F |  | D P | D P | D
.1.3.6.1.4.1.25506.1.420 | Router | HUAWEI | MSR30-10 | H3C Series Router MSR30-10\X0D\X0AH3C Comware Platform Software\X0D\X0AComware Software Version 5.20 Release 2104P09\X0D\X0ACopyright(c) 2004-2010 Hangzhou H3C Technologies Co. Ltd.\X0D\X0A | IP-9.1/IP-8.1.3 | D P F |  |  | D F | D F |  |  | No |  |  |  | D F | D F |  |  | D P | D P | D
.1.3.6.1.4.1.2011.2.23.185 | Switch | HUAWEI | S1700-28FR-2T2P-AC | S1700-28FR-2T2P-AC | IP-9.1/IP-8.1.4 | D F | D F | D F | D F | D F |  |  | Yes | [5 empty] | D F |  | D P | D P | D
.1.3.6.1.4.1.2011.2.23.80 | Switch | HUAWEI | Quidway S3328TP-SI | S3328TP-SI \X0D\X0AHuawei Versatile Routing Platform Software \X0D\X0A VRP (R) softwareVersion 5.70 (S3328 V100R005C01) \X0D\X0A Copyright (C) 2003-2010 Huawei Technologies Co. Ltd. | IP-8.1.1.1 | D P F | D P F | D F | D F | D F |  | D | Yes | [5 empty] | D F | D F | D P | D P | D
.1.3.6.1.4.1.25506.1.71 | Router | HUAWEI | MSR20-21 | H3C Series Router MSR20-21\X0D\X0AH3C Comware Platform Software\X0D\X0AComware Software Version 5.20 Release 2315L03 Standard EE\X0D\X0ACopyright(c) 2004-2013 Hangzhou H3C Technologies Co. Ltd.\X0D\X0A | IP-9.2.1 | D P F | D P F | D F | D F | D F |  | D | Yes |  |  |  | D F | D F |  |  | D P | D P | D
.1.3.6.1.4.1.2011.2.23.184 | Switch | HUAWEI | S1700-52GFR-4P-AC | S1700-52GFR-4P-AC | IP-9.1/IP-8.1.4 | D F | D F | D F | D F | D F |  |  | Yes |  |  |  |  | D F | D F |  | D P | D P | D
.1.3.6.1.4.1.2011.2.23.91 | Switch | HUAWEI | Quidway S2326TP-SI | S2326TP-SI \X0D\X0AHuawei Versatile Routing Platform Software \X0D\X0A VRP (R) softwareVersion 5.70 (S2300 V100R005C01) \X0D\X0A Copyright (C) 2003-2010 Huawei Technologies Co. Ltd. | IP-8.1.1.1 | D F | D P F | D F | D F | D F |  | D | Yes | [5 empty] | D F | D F | D P | D P | D
.1.3.6.1.4.1.2011.2.23.67 | Switch | HUAWEI | Quidway S3552F | Huawei Versatile Routing Platform Software Version 3.10\X0D\X0AQuidway S3552F-SI Product Version 3552-0006\X0D\X0ACopyright (c) 2000-2004 By HUAWEI TECH CO. LTD.\X0D\X0ACompiled Mar 24 2004 11:12:00 RELEASE SOFTWARE\X0D\X0A | IP-7.0 | D P F | D F | D F | D F | D F | D | D | No |  |  |  | D F | D F | D F |  | D P | D P | D
.1.3.6.1.4.1.2011.10.1.43 | Switch | HUAWEI | Quidway S5624P | Huawei-3Com Versatile Routing Platform Software Version COMWAREV300R002B13D005\X0D\X0AQuidway S5624P Product Version V100R001B01D028\X0D\X0ACopyright (c) 2002-2005 Hangzhou Huawei-3Com Tech. Co.Ltd. All rights reserved.\X0D\X0A | IP-8.1.1.1 | D P F | D P F | D F | D F | D F | D | D | No |  |  |  | D F | D F |  |  | D P | D P | D
.1.3.6.1.4.1.2011.2.220.4 | Router | HUAWEI | ATN950 | Huawei Versatile Routing Platform Software\X0D\X0AVRP (R) software Version 5.90 (ATN V200R001C00)\X0D\X0ACopyright (C) 2000-2011 Huawei Technologies Co. Ltd.\X0D\X0AATN950 \X0D\X0A | IP-9.0/8.1.3 | D P F |  | D F | D F | D F |  |  | No |  |  |  | D F | D F | D F | D F | D P | D P | D
.1.3.6.1.4.1.2011.2.62.2.10 | Router | HUAWEI | NE40E-X16 | Huawei Versatile Routing Platform Software\X0D\X0AVRP (R) software Version 5.90 (NE40E&80E V600R003C00SPC900)\X0D\X0ACopyright (C) 2000-2011 Huawei Technologies Co. Ltd.\X0D\X0AHUAWEI NE40E-X16 \X0D\X0A | IP-9.1/IP-8.1.4 | D P F |  | D F | D F | D F |  |  | Yes |  |  |  | D F | D F | D F | D F | D P | D P | D
.1.3.6.1.4.1.2011.2.45 | Router | HUAWEI | AR46 | Huawei-3Com Versatile Routing Platform Software\X0D\X0AVRP (R) Software Version 3.40 RELEASE RT-0011\X0D\X0AQuidway Series Router AR46-40\X0D\X0ACopyright (c) 2002-2005 Hangzhou Huawei-3Com Tech. Co.Ltd. All rights reserved.\X0D\X0A | IP-7.0.1 | D P F |  |  | D F | D F |  |  | No |  |  |  | D F | D F | D F |  | D P | D P | D
.1.3.6.1.4.1.2011.2.62.2.9 | Router | HUAWEI | NE40E-X8 | Huawei Versatile Routing Platform Software\X0D\X0AVRP (R) software Version 5.90 (NE40E&80E V600R003C00SPCa00)\X0D\X0ACopyright (C) 2000-2012 Huawei Technologies Co. Ltd.\X0D\X0AHUAWEI NE40E-X8 \X0D\X0A | IP-9.2.2 | D P F |  | D F | D F | D F |  |  | Yes |  |  |  | D F | D F | D F | D F | D P | D P | D
.1.3.6.1.4.1.2011.2.240.6 | WirelessController | HUAWEI | AC6605 | Huawei AC6605 Huawei Versatile Routing Platform Software VRP (R) softwareVersion 5.160 (AC6605 V200R005C10SPC300) Copyright (C) 2011-2015 Huawei Technologies Co. Ltd | IP-9.4.2 | D P F | D P F | D F | D F | D F |  |  | No | [5 empty] | D F | D F | D P | D P | D
.1.3.6.1.4.1.2011.2.62.2.8 | Router | HUAWEI | NE40E-X3 | Huawei Versatile Routing Platform Software\X0D\X0AVRP (R) software Version 5.90 (NE40E&80E V600R003C00SPC300)\X0D\X0ACopyright (C) 2000-2011 Huawei Technologies Co. Ltd.\X0D\X0AHUAWEI NE40E-X3 \X0D\X0A | IP-9.1/IP-8.1.4 | D P F |  | D F | D F | D F |  | D | Yes |  |  |  | D F | D F | D F | D F | D P | D P | D
.1.3.6.1.4.1.2011.2.26.2 | Router | HUAWEI | NE08e | \X0D\X0A HUA WEI CORP.SNMP agent for QuidWay NetEngine08E\X0D\X0A VRP(tm) software Version 3.10 RELEASE 1724 \X0D\X0A Copyright (c) 2000-2002 HUAWEI TECH CO. LTD.\X0D\X0A | IP-7.0 | D P F |  |  | D F | D F |  |  | No | [7 empty] | D P | D P | D
.1.3.6.1.4.1.2011.2.87.6 | Switch | HUAWEI | CX380 | Quidway CX380 \X0D\X0AHuawei Versatile Routing Platform Software \X0D\X0A VRP (R) softwareVersion 5.50 (CX380 V100R002C01B313) \X0D\X0A Copyright (C) 2007-2008 Huawei Technologies Co. Ltd. | IP-7.0.3.15 | D P F | D P F | D F | D F | D F |  |  | No | [7 empty] | D P | D P | D
.1.3.6.1.4.1.2011.2.224.10 | Router | HUAWEI | AR206 | Huawei AR206 Huawei Versatile Routing Platform Software VRP (R) softwareVersion 5.100 (AR206 V200R002C00) Copyright (C) 2000-2011 Huawei Technologies Co. Ltd | IP-9.1/IP-8.1.4 | D F |  | D F | D F | D F |  | D | Yes | [5 empty] | D F | D F | D P | D P | D
.1.3.6.1.4.1.2011.2.23.106 | Switch | HUAWEI | Quidway S5328C-PWR-EI | S5328C-PWR-EI \X0D\X0AHuawei Versatile Routing Platform Software \X0D\X0A VRP (R) softwareVersion 5.70 (S5300 V100R005C01) \X0D\X0A Copyright (C) 2003-2010 Huawei Technologies Co. Ltd. | IP-8.1.1.1 | D F | D P F | D F | D F | D F |  | D | Yes | [5 empty] | D F | D F | D P | D P | D
.1.3.6.1.4.1.2011.2.23.109 | Switch | HUAWEI | Quidway S2326TP-PWR-EI | S2326TP-PWR-EI \X0D\X0AHuawei Versatile Routing Platform Software \X0D\X0A VRP (R) softwareVersion 5.70 (S2300 V100R005C01) \X0D\X0A Copyright (C) 2003-2010 Huawei Technologies Co. Ltd. | IP-8.1.1.1 | D F | D P F | D F | D F | D F | D | D | Yes | [5 empty] | D F | D F | D P | D P | D
.1.3.6.1.4.1.2011.2.23.28 | Switch | HUAWEI | Quidway S3526EF | \X0D\X0AHuawei Versatile Routing Platform Software\X0D\X0AVRP (R) Software Version 3.10 RELEASE 0012\X0D\X0ACopyright (c) 2000-2002 HUAWEI TECH CO. LTD. \X0D\X0AQuidway S3526EF uptime is 82 weeks0 day4 hours53 minutes\X0D\X0A | IP-7.0 | D P F | D F |  | D F | D F | D |  | No | [7 empty] | D P | D P | D
.1.3.6.1.4.1.2011.2.23.95 | Switch | HUAWEI | Quidway S5328C-EI | S5328C-EI \X0D\X0AHuawei Versatile Routing Platform Software \X0D\X0A VRP (R) softwareVersion 5.70 (S5300 V100R005C01) \X0D\X0A Copyright (C) 2003-2010 Huawei Technologies Co. Ltd. | IP-8.1.1.1 | D F | D P F | D F | D F | D F |  | D | Yes | [5 empty] | D F | D F | D P | D P | D
.1.3.6.1.4.1.2011.2.23.88 | Switch | HUAWEI | Quidway S2309TP-EI | S2309TP-EI \X0D\X0AHuawei Versatile Routing Platform Software \X0D\X0A VRP (R) softwareVersion 5.70 (S2300 V100R005C00SPC100) \X0D\X0A Copyright (C) 2003-2010 Huawei Technologies Co. Ltd. | IP-8.1.1.1 | D P F | D P F | D F | D F | D F |  | D | Yes | [5 empty] | D F | D F | D P | D P | D
.1.3.6.1.4.1.2011.2.23.105 | Switch | HUAWEI | Quidway S5352C-PWR-SI | S5352C-PWR-SI \X0D\X0AHuawei Versatile Routing Platform Software \X0D\X0A VRP (R) softwareVersion 5.70 (S5300 V100R005C01) \X0D\X0A Copyright (C) 2003-2010 Huawei Technologies Co. Ltd. | IP-8.1.1.1 | D P F | D P F | D F | D F | D F | D |  | Yes | [5 empty] | D F | D F | D P | D P | D
.1.3.6.1.4.1.2011.2.23.108 | Switch | HUAWEI | Quidway S2309TP-PWR-EI | S2700-9TP-PWR-EI \X0D\X0AHuawei Versatile Routing Platform Software \X0D\X0A VRP (R) softwareVersion 5.70 (S2700 V100R005C01) \X0D\X0A Copyright (C) 2000-2006 Huawei Technologies Co. Ltd. | IP-8.1.1.1 | D P F | D P F | D F | D F | D F |  | D | Yes | [5 empty] | D F | D F | D P | D P | D
.1.3.6.1.4.1.2011.2.62.2.2 | Router | HUAWEI | NE80e | Quidway NE80E\X0D\X0AHuawei Versatile Routing Platform Software\X0D\X0AVRP (R) software Version 5.30 (CN) RELEASE 0013\X0D\X0ACopyright (C) 2000-2005 Huawei Technologies Co. Ltd\X0D\X0A | IP-7.0 | D P F |  |  | D F | D F |  |  | No |  |  |  | D | D | D F | D F | D P | D P | D
.1.3.6.1.4.1.2011.2.23.94 | Switch | HUAWEI | Quidway S2352P-EI | S2352P-EI \X0D\X0AHuawei Versatile Routing Platform Software \X0D\X0A VRP (R) softwareVersion 5.70 (S2300 V100R005C01) \X0D\X0A Copyright (C) 2003-2010 Huawei Technologies Co. Ltd. | IP-8.1.1.1 | D P F | D P F | D F | D F | D F |  | D | Yes | [5 empty] | D F | D F | D P | D P | D
.1.3.6.1.4.1.2011.2.26.1 | Router | HUAWEI | NE16e | \X0D\X0AHUA WEI CORP.SNMP agent for QuidWay NetEngine16E\X0D\X0A Quidway NetEngine Series VRP 8070 software Version 5.10 RELEASE 1244 \X0D\X0A Copyright (c) 2003-2010 By Beijing Institute HuaWei Tech Inc.\X0D\X0A | IP-7.0 | D P F |  |  | D F | D F |  |  | No |  |  |  | D | D | D F | D F | D P | D P | D
.1.3.6.1.4.1.2011.2.23.99 | Switch | HUAWEI | Quidway S5348TP-SI | S5348TP-SI-AC \X0D\X0AHuawei Versatile Routing Platform Software \X0D\X0A VRP (R) softwareVersion 5.70 (S5300 V100R005C01) \X0D\X0A Copyright (C) 2003-2010 Huawei Technologies Co. Ltd. | IP-8.1.1.1 | D P F | D P F | D F | D F | D F |  | D | Yes | [5 empty] | D F | D F | D P | D P | D
.1.3.6.1.4.1.2011.1.1.1.12830 | Router | HUAWEI | AR28 | Quidway Router AR 28-30 Huawei Versatile Routing Platform Software VRP (R) software Version 1.74 Release 0108 | IP-7.0.1 | D F |  |  | D F | D F |  |  | No | [7 empty] | D P | D P | D
.1.3.6.1.4.1.2011.10.1.21 | Router | HUAWEI | AR18-34E | Huawei Versatile Routing Platform SoftwareVRP software Version 3.40 Feature 0112P01.Quidway Router AR18-34E.Copyright (c) 1998-2006 Huawei Technologies Co. Ltd. All rights reserved. | IP-9.2.1 | D P F |  |  | D F | D F |  |  | No | [7 empty] | D P | D P | D P
.1.3.6.1.4.1.2011.2.23.81 | Switch | HUAWEI | Quidway S3328TP-EI | Quidway S3328 Series Ethernet Switches \X0D\X0AHuawei Versatile Routing Platform Software \X0D\X0A VRP (R) Software Version 5.30 (S3328 V100R003C00SPC100) \X0D\X0A Copyright (C) 2008-2009 Huawei Technologies Co. Ltd.\X0D\X0A | IP-8.1.1.1 | D F | D P F | D F | D F | D F | D |  | Yes | [5 empty] | D F | D F | D P | D P | D
.1.3.6.1.4.1.2011.2.23.92 | Switch | HUAWEI | Quidway S2326TP-EI | S2326TP-EI \X0D\X0AHuawei Versatile Routing Platform Software \X0D\X0A VRP (R) softwareVersion 5.70 (S2300 V100R005C01) \X0D\X0A Copyright (C) 2003-2010 Huawei Technologies Co. Ltd. | IP-8.1.1.1 | D P F | D P F | D F | D F | D F |  | D | Yes | [5 empty] | D F | D F | D P | D P | D
.1.3.6.1.4.1.2011.2.87.21 | Switch | HUAWEI | CX600-X2 | Huawei Versatile Routing Platform Software\X0D\X0AVRP (R) software Version 5.90 (CX600 V600R003C00)\X0D\X0ACopyright (C) 2000-2011 Huawei Technologies Co. Ltd.\X0D\X0ACX600-X2 \X0D\X0A | IP-9.1/IP-8.1.3 | D F | D P F |  | D F | D F |  |  | No
.1.3.6.1.4.1.2011.2.170.3 | Switch | HUAWEI | Quidway S9312 | Quidway S9312\X0D\X0AHuawei Versatile Routing Platform Software\X0D\X0AVRP (R) Software Version 5.50 (S9300 V100R001C02B125)\X0D\X0ACopyright (c) 2003-2009 Huawei Technologies Co. Ltd\X0D\X0A | IP-8.1.1.1 | D P F | D P F | D F | D F | D F | D | D | Yes |  |  |  | D F | D F | D F | D F | D P | D P | D
.1.3.6.1.4.1.2011.2.23.39 | Switch | HUAWEI | Quidway S3528G | Huawei Versatile Routing Platform Software Version 3.10\X0D\X0AQuidway S3528G Product Version 0012\X0D\X0ACopyright (c) 2000-2004 By HUAWEI TECH CO. LTD.\X0D\X0ACompiled Sep 25 2004 18:04:11 RELEASE SOFTWARE\X0D\X0A | IP-7.0.3 24 | D F | D F | D F | D F | D F | D | D | No |  |  |  | D F | D F | D F |  | D P | D P | D
.1.3.6.1.4.1.2011.2.23.78 | Switch | HUAWEI | Quidway S3352P-SI | S3352P-SI \X0D\X0AHuawei Versatile Routing Platform Software \X0D\X0A VRP (R) softwareVersion 5.70 (S3352 V100R005C01) \X0D\X0A Copyright (C) 2003-2010 Huawei Technologies Co. Ltd. | IP-8.1.1.1 | D P F | D P F | D F | D F | D F |  | D | Yes | [5 empty] | D F | D F | D P | D P | D
.1.3.6.1.4.1.2011.2.23.90 | Switch | HUAWEI | Quidway S2318TP-EI | S2318TP-EI \X0D\X0AHuawei Versatile Routing Platform Software \X0D\X0A VRP (R) softwareVersion 5.70 (S2300 V100R005C01) \X0D\X0A Copyright (C) 2003-2010 Huawei Technologies Co. Ltd. | IP-8.1.1.1 | D P F | D P F | D F | D F | D F | D | D | Yes | [5 empty] | D F | D F | D P | D P | D
.1.3.6.1.4.1.2011.2.23.100 | Switch | HUAWEI | Quidway S5324TP-PWR-SI | S5324TP-PWR-SI \X0D\X0AHuawei Versatile Routing Platform Software \X0D\X0A VRP (R) softwareVersion 5.70 (S5300 V100R005C01) \X0D\X0A Copyright (C) 2003-2010 Huawei Technologies Co. Ltd. | IP-8.1.1.1 | D F | D P F | D F | D F | D F | D |  | Yes | [5 empty] | D F | D F | D P | D P | D
.1.3.6.1.4.1.2011.2.23.110 | Switch | HUAWEI | Quidway S3328TP-PWR-EI | S3328TP-PWR-EI \X0D\X0AHuawei Versatile Routing Platform Software \X0D\X0A VRP (R) softwareVersion 5.70 (S3328 V100R005C01) \X0D\X0A Copyright (C) 2003-2010 Huawei Technologies Co. Ltd. | IP-8.1.1.1 | D P F | D P F | D F | D F | D F | D |  | Yes | [5 empty] | D F | D F | D P | D P | D
.1.3.6.1.4.1.2011.10.1.225 | Router | HUAWEI | AR1913 | Huawei Versatile Routing Platform Software\X0D\X0AVRP Software Version 5.20 Release 1618P10\X0D\X0AQuidway Series Router AR19-13\X0D\X0ACopyright(c) 1998-2008 Huawei Technologies Co. Ltd.\X0D\X0A | IP-8.1.1.1 | D P F |  | D F | D F | D F |  |  | No |  |  |  | D F |  |  |  | D P | D P | D
.1.3.6.1.4.1.2011.2.23.101 | Switch | HUAWEI | Quidway S5348TP-PWR-SI | S5348TP-PWR-SI \X0D\X0AHuawei Versatile Routing Platform Software \X0D\X0A VRP (R) softwareVersion 5.70 (S5300 V100R005C01) \X0D\X0A Copyright (C) 2003-2010 Huawei Technologies Co. Ltd. | IP-8.1.1.1 |  | D P F |  | D F | D F |  |  | Yes | [9 empty] | D
.1.3.6.1.4.1.2011.2.23.111 | Switch | HUAWEI | Quidway S3352P-PWR-EI | S3352P-PWR-EI \X0D\X0AHuawei Versatile Routing Platform Software \X0D\X0A VRP (R) softwareVersion 5.70 (S3352 V100R005C01) \X0D\X0A Copyright (C) 2003-2010 Huawei Technologies Co. Ltd. | IP-8.1.1.1 | D F | D P F | D F | D F | D F | D | D | Yes | [5 empty] | D F | D F | D P | D P | D
.1.3.6.1.4.1.2011.2.87.17 | Switch | HUAWEI | CX600-X3 | Huawei Versatile Routing Platform Software\X0D\X0AVRP (R) software Version 5.90 (CX600 V600R003C00)\X0D\X0ACopyright (C) 2000-2011 Huawei Technologies Co. Ltd.\X0D\X0ACX600-X3 \X0D\X0A | IP-9.1/IP-8.1.3 | D F | D P F |  | D F | D F |  |  | No
.1.3.6.1.4.1.2011.2.23.84 | Switch | HUAWEI | Quidway S3352P-EI-24S | S3352P-EI-24S \X0D\X0AHuawei Versatile Routing Platform Software \X0D\X0A VRP (R) softwareVersion 5.70 (S3352 V100R005C01) \X0D\X0A Copyright (C) 2003-2010 Huawei Technologies Co. Ltd. | IP-8.1.1.1 | D F | D P F | D F | D F | D F | D | D | Yes | [5 empty] | D F | D F | D P | D P | D
.1.3.6.1.4.1.2011.2.23.98 | Switch | HUAWEI | Quidway S5324TP-SI | S5324TP-SI-AC \X0D\X0AHuawei Versatile Routing Platform Software \X0D\X0A VRP (R) softwareVersion 5.70 (S5300 V100R005C01) \X0D\X0A Copyright (C) 2003-2010 Huawei Technologies Co. Ltd. | IP-8.1.1.1 | D F | D P F | D F | D F | D F | D |  | Yes | [5 empty] | D F | D F | D P | D P | D
.1.3.6.1.4.1.25506.1.335 | Switch | HUAWEI | S5800-56C | H3C Comware Platform Software Software Version 5.20 Release 1211\X0D\X0AH3C S5800-56C\X0D\X0ACopyright (c) 2004-2011 Hangzhou H3C Tech. Co. Ltd. All rights reserved. | IP-9.1/IP-8.1.3 | D P F | D P F |  | D F | D F | D |  | No |  |  |  | D F | D F |  |  | D P | D P | D
.1.3.6.1.4.1.2011.10.1.224 | Router | HUAWEI | AR1910 | Huawei Versatile Routing Platform Software\X0D\X0AVRP Software Version 5.20 Release 1718\X0D\X0AQuidway Series Router AR19-10\X0D\X0ACopyright(c) 1998-2009 Huawei Technologies Co. Ltd.\X0D\X0A | IP-7.0.3 27 | D P F |  | D F | D F | D F |  |  | No |  |  |  | D F |  |  |  | D P | D P | D
.1.3.6.1.4.1.2011.2.170.1 | Switch | HUAWEI | S9303 | Quidway S9303\X0D\X0AHuawei Versatile Routing Platform Software\X0D\X0AVRP (R) Software Version 5.130 (S9300 V200R003C00SPC300)\X0D\X0ACopyright (c) 2000-2013 Huawei Technologies Co. Ltd\X0D\X0A | IP-9.4 | D P F | D P F | D F | D F | D F |  | D | No |  |  |  | D F | D F | D F | D F | D P | D P | D
.1.3.6.1.4.1.2011.2.23.160 | Switch | HUAWEI | S6700-24-EI | S6700-24-EI \X0D\X0AHuawei Versatile Routing Platform Software \X0D\X0A VRP (R) softwareVersion 5.70 (S6700 V100R006C00SPC800) \X0D\X0A Copyright (C) 2003-2011 Huawei Technologies Co. Ltd. | IP-9.1/IP-8.1.4 | D P F | D F | D F | D F | D F | D | D | Yes | [5 empty] | D F | D F | D P | D P | D
.1.3.6.1.4.1.2011.2.23.89 | Switch | HUAWEI | Quidway S2318TP-SI | S2318TP-SI \X0D\X0AHuawei Versatile Routing Platform Software \X0D\X0A VRP (R) softwareVersion 5.70 (S2300 V100R005C01) \X0D\X0A Copyright (C) 2003-2010 Huawei Technologies Co. Ltd. | IP-8.1.1.1 | D P F | D P F | D F | D F | D F |  | D | Yes | [5 empty] | D F | D F | D P | D P | D
.1.3.6.1.4.1.2011.2.23.103 | Switch | HUAWEI | Quidway S5352C-SI | S5352C-SI \X0D\X0AHuawei Versatile Routing Platform Software \X0D\X0A VRP (R) softwareVersion 5.70 (S5300 V100R005C01) \X0D\X0A Copyright (C) 2003-2010 Huawei Technologies Co. Ltd. | IP-8.1.1.1 | D P F | D P F | D F | D F | D F |  | D | Yes | [5 empty] | D F | D F | D P | D P | D
.1.3.6.1.4.1.2011.2.23.186 | Switch | HUAWEI | S1700-52FR-2T2P-AC | S1700-52FR-2T2P-AC | IP-9.1/IP-8.1.4 | D F | D F | D F | D F | D F |  |  | Yes | [5 empty] | D F |  | D P | D P | D
.1.3.6.1.4.1.2011.2.224.13 | Router | HUAWEI | AR208E | Huawei AR208E Huawei Versatile Routing Platform Software VRP (R) softwareVersion 5.100 (AR208E V200R002C00) Copyright (C) 2000-2011 Huawei Technologies Co. Ltd | IP-9.1/IP-8.1.4 | D F |  | D F | D F | D F |  | D | Yes | [5 empty] | D F | D F | D P | D P | D
.1.3.6.1.4.1.2011.2.1.1.5 | Router | HUAWEI | ATMBONE | Versatile Routing Platform Software\X0D\X0AGGSN9811 (R) software Version 5.50 (NE40E&80E V300R003C02B608)\X0D\X0ACopyright (C) 2008-2010 HUAWEI Technologies Co. Ltd.\X0D\X0AQuidway NetEngine 40E \X0D\X0A | IP-9.1/IP-8.1.3 | D P F |  | D F | D F | D F |  |  | No |  |  |  | D F | D F | D F | D F | D P | D P | D
.1.3.6.1.4.1.2011.2.87.7 | Switch | HUAWEI | CX600-8 | Huawei Versatile Routing Platform Software\X0D\X0AVRP (R) software Version 5.70 (CX600 V600R001C00)\X0D\X0ACopyright (C) 2000-2009 Huawei Technologies Co. Ltd.\X0D\X0ACX600-8 \X0D\X0A | IP-8.1.1.1 | D P F | D P F | D F | D F | D F |  | D | No |  |  |  | D F | D F | D F | D F | D P | D P | D
.1.3.6.1.4.1.2011.10.1.140 | Router | HUAWEI | AR2901 | Huawei Versatile Routing Platform Software\X0D\X0AVRP Software Version 5.20 Release 2104P01\X0D\X0AQuidway Series Router AR29-01\X0D\X0ACopyright(c) 1998-2010 Huawei Technologies Co. Ltd.\X0D\X0A | IP-8.1.1.1 | D P F |  | D F | D F | D F |  |  | No |  |  |  | D F | D F | D F |  | D P | D P | D
.1.3.6.1.4.1.2011.2.89.1 | Router | HUAWEI | ME60 | Huawei Versatile Routing Platform Software\X0D\X0AVRP (R) software Version 5.50 (ME60 V100R006C05SPC600)\X0D\X0ACopyright (C) 2000-2010 Huawei Technologies Co. Ltd\X0D\X0AQuidway MultiserviceEngine 60-16\X0D\X0APatch: V100R006SPC050\X0D\X0A | IP-9.1/IP-8.1.4 | D P F |  |  | D F | D F |  |  | No
.1.3.6.1.4.1.2011.2.28 | Host | HUAWEI | UMG8900 | MEDIA GATEWAY\X0D\X0ASoftware Version V100R008C02 DEBUG SOFTWARE\X0D\X0ACopyright (c) 2001-2003 by Beijing Institute Huawei Tech Inc\X0D\X0ACompiled Jun 17 2009 00:14:11\X0D\X0A | IP-9.2.2 | D P F |  |  | D F | D F |  |  | No
.1.3.6.1.4.1.2011.2.23.33 | Switch | HUAWEI-3COM | Quidway S6500 | HUAWEI-3COM CORP. SNMP agent for QuidWay S6500 | IP-8.1.2 | D P F | D F | D F | D F | D F | D | D | No |  |  |  | D F | D F | D F |  | D P | D P | D
.1.3.6.1.4.1.626.3.1 | Router | HYPERCOMCORPORATION | IN-tact 1101 | IN-tact 1101 | IP-7.0.2 | D F |  |  | D F | D F |  |  | No
.1.3.6.1.4.1.1807.1.2.20 | Host | IBAS | ZhoneDSLAM | IBAS PPU running Linux | IP-9.2 | D F |  |  | D F | D F |  |  | No
.1.3.6.1.4.1.14685.1.8 | Host | IBM | Datapower-IDG | IBM DataPower Gateway | IP-9.4.2 | D P F |  |  | D F | D F |  |  | No
.1.3.6.1.4.1.1663.1.1.1.1.34 | Switch | IBM | Fibre Channel Switch | QLogic(TM) 4Gb Fibre Channel Switch Module for IBM eServer BladeCenter(TM) | IP-8.1.1.1 |  | D F | D F | D F | D F |  |  | Yes | [7 empty] | D P | D P | D
.1.3.6.1.4.1.2.6.182.1 | Host | IBM | UltraScaleable 7420 | IBM 3584 UltraScaleable Tape Library 7420 | IP-8.1.1.1 | D P F |  |  | D F | D F |  |  | No
.1.3.6.1.4.1.2.6.3 | Switch | IBM | Gigabit Ethernet Switch Module | IBM Gigabit Ethernet Switch Module | IP-6.2.2 | D F | D F |  | D F | D F | D |  | No
.1.3.6.1.4.1.2.6.182.1.0.415.1 | Host | IBM | IBM-3584-Tape-Library | IBM 3584 Tape Library | IP-9.2.2 | D P F |  |  | D F | D F |  |  | No
.1.3.6.1.4.1.2.6.131 | Router | IBM |  | IBM 2216-400 Multiprotocol Access Services S/N : 23-12418 Level : 5765-C90 Feature 2806 V2.2 Mod 0 PTF 0 RPQ 0 MAS.CF3 cc21cr_1PB\X0A\X0D | IP-6.0 | D P F |  |  | D F | D F |  |  | No
.1.3.6.1.4.1.2.6.11 | Host | IBM | IBM OS/400 V4R4M0 | IBM OS/400 V5R3M0 | IP-7.0.3.20 | D F |  |  | D F | D F |  |  | Yes | [7 empty] | D P | D P | D | D F | D P
.1.3.6.1.4.1.2.3.13 | Host | IBM | zSeries | SNMPv3 agent version 1.0 with DPI version 2.0 | IP-6.0 | D P F |  |  | D F | D F |  |  | No
.1.3.6.1.4.1.2.3.1.2.1.1.3 | Host | IBM | IBM-PowerPC-Personal-Computer | RISC System/6000 Architecture Machine Type: 0x0400 Processor id: 002048957000 Base Operating System Runtime AIX version: 04.03.0001.0000 TCP/IP Client Support version: 04.03.0001.0000 | IP-7.0 | D P F |  |  | D F | D F |  |  | No | [9 empty] | D
.1.3.6.1.4.1.14685.1.3 | Host | IBM | XI50 | DataPower XI50 | IP-8.1.2 | D P F |  |  | D F | D F |  |  | No
.1.3.6.1.4.1.2.6.182.1.0.408.1 | Host | IBM | IBM-3584-Tape-Library | IBM 3584 Tape Library | IP-8.1.1.1 | D P F |  |  | D F | D F |  |  | No
.1.3.6.1.4.1.2.6.158.3 | Host | IBM | BladeCenter Management Module | IBM Bladecenter BladeServer | IP-6.2.2 |  |  |  | D F | D F |  |  | No |  |  |  | D F | D F | D F | D F |  |  | D
.1.3.6.1.4.1.20301.1.18.13 | Switch | IBM | EN4093-10Gb-Scalable-Switch | IBM Flex System Fabric EN4093 10Gb Scalable Switch | IP-9.2.2 | D P F | D P F |  | D F | D F |  |  | No | [7 empty] | D P | D P | D P
.1.3.6.1.4.1.2.6.158.5 | Host | IBM | BladeCenter Advanced Management Module | IBM Bladecenter BladeServer | IP-9.1/IP-8.1.3 |  |  |  | D F | D F |  |  | No |  |  |  | D F | D F | D F | D F |  |  | D
.1.3.6.1.4.1.661.8 | Host | IMCNETWORKS | AccessEtherLinX | IMC Networks Corp. Managed Fiber To The Home | IP-7.0.3.15 | D P F |  |  | D F | D F |  |  | No
.1.3.6.1.4.1.7779.1.1304 | Host | INFOBLOX | IB DHCP CO | IB DHCP CT | IP-8.1.2 | D P F |  |  | D F | D F |  |  | No | [7 empty] | D P | D P | D |  | D P
.1.3.6.1.4.1.7779.1.1421 | Host | INFOBLOX | 4010 | Linux gm1.verizon.lab 2.6.32.8 #1 SMP Mon Jul 9 06:50:12 EDT 2012 x86_64 | IP-9.2 | D P F |  |  | D F | D F |  |  | No | [7 empty] | D P | D P | D |  | D P
.1.3.6.1.4.1.7779.1.1307 | Host | INFOBLOX | IB Grid Manager CT | IB Grid Manager CT | IP-8.1.2 | D P F |  |  | D F | D F |  |  | No | [7 empty] | D P | D P | D |  | D P
.1.3.6.1.4.1.7779.1.1423 | Host | INFOBLOX | IB-4000 | 6.12.6-274834 | IP-9.4.2 | D P F |  |  | D F | D F |  |  | No | [7 empty] | D P | D P | D |  | D P
.1.3.6.1.4.1.7779.2.5 | Host | INFOBLOX | IB-2000 | Infoblox 2000 w/ QIP | IP-7.0.3 24 | D P F |  |  | D F | D F |  |  | No | [7 empty] | D P | D P | D |  | D P
.1.3.6.1.4.1.7779.3.1 | Host | INFOBLOX | IB-550 | Infoblox 550 | IP-7.0.3 24 | D P F |  |  | D F | D F |  |  | No | [7 empty] | D P | D P | D |  | D P
.1.3.6.1.4.1.7779.1.1444 | Host | INFOBLOX | IB-4010Series | 6.12.6-274834 | IP-9.4.2 | D P F |  |  | D F | D F |  |  | No | [7 empty] | D P | D P | D |  | D P
.1.3.6.1.4.1.7779.1.1413 | Host | INFOBLOX | 2220 | Linux gmc.verizon.lab 2.6.32.8 #1 SMP Mon Jul 9 06:50:12 EDT 2012 x86_64 | IP-9.2 | D P F |  |  | D F | D F |  |  | No | [7 empty] | D P | D P | D |  | D P
.1.3.6.1.4.1.7779.1550.4.3.4.0 | Host | INFOBLOX | IB-1550 | Linux vip-ibmaster.studio.cdsnet.org 2.6.17.4 #1 SMP Wed Apr 22 02:43:46 EDT 2009 i686 | IP-8.1.1.1 | D P F |  |  | D F | D F |  |  | No | [7 empty] | D P | D P | D |  | D P
.1.3.6.1.4.1.7779.1.1301 | Host | INFOBLOX | Infoblox-550-A | Linux ndh1-hadr1-dns01.mckesson.com 2.6.32.8 #1 SMP Mon Apr 2 15:24:27 EDT 2012 i686 | IP-9.2 | D P F |  |  | D F | D F |  |  | No | [7 empty] | D P | D P | D |  | D P
.1.3.6.1.4.1.7779.250.4.3.4.0 | Host | INFOBLOX | IB-250 | Linux infoblox.wshs 2.6.17.4 #1 SMP Wed Apr 22 02:43:46 EDT 2009 i686 | IP-7.0.3.21 | D P F |  |  | D F | D F |  |  | No | [7 empty] | D P | D P | D |  | D P
.1.3.6.1.4.1.7779.2.2 | Host | INFOBLOX | IBinfoblox | US Grid Manager | IP-8.1.1.1 | D P F |  |  | D F | D F |  |  | No | [7 empty] | D P | D P | D |  | D P
.1.3.6.1.4.1.7779.550.4.3.4.0 | Host | INFOBLOX | IB-550 | Linux cdsmtlib03.studio.cdsnet.org 2.6.17.4 #1 SMP Wed Apr 22 02:43:46 EDT 2009 i686 | IP-7.0.3 24 | D P F |  |  | D F | D F |  |  | No | [7 empty] | D P | D P | D |  | D P
.1.3.6.1.4.1.7779.1.1403 | Host | INFOBLOX | 1410 | Linux ha.verizon.lab 2.6.32.8 #1 SMP Mon Jul 9 06:50:12 EDT 2012 x86_64 | IP-9.2 | D P F |  |  | D F | D F |  |  | No | [7 empty] | D P | D P | D |  | D P
.1.3.6.1.4.1.7779.1.1203 | Host | INFOBLOX | GridMaster | Grid Master | IP-8.1.2 | D P F |  |  | D F | D F |  |  | No | [7 empty] | D P | D P | D |  | D P
.1.3.6.1.4.1.7779.1.1402 | Host | INFOBLOX | IB-820 | Linux nc-lnslab-ib13a.wellsfargo.net 2.6.32.8 #1 SMP Wed Jul 3 17:15:09 EDT 2013 x86_64 | IP-9.3 | D P F |  |  | D F | D F |  |  | No | [7 empty] | D P | D P | D |  | D P
.1.3.6.1.4.1.7779.1.1202 | Host | INFOBLOX | GridMaster | Grid Master | IP-8.1.2 | D P F |  |  | D F | D F |  |  | No | [7 empty] | D P | D P | D |  | D P
.1.3.6.1.4.1.7779.1.1302 | Host | INFOBLOX | GridMaster | Grid Master | IP-8.1.2 | D P F |  |  | D F | D F |  |  | No | [7 empty] | D P | D P | D |  | D P
.1.3.6.1.4.1.7779.1.1201 | Host | INFOBLOX | IB-550 | Linux nc-cic-ib-zon01.prod.wachovia.net 2.6.32.8 #1 SMP Wed May 2 22:15:07 EDT 2012 i686 | IP-9.2.2 | D P F |  |  | D F | D F |  |  | No | [7 empty] | D P | D P | D |  | D P
.1.3.6.1.4.1.7779.1.1412 | Host | INFOBLOX | IB-2210 | US Grid Manager | IP-9.3 | D P F |  |  | D F | D F |  |  | No | [7 empty] | D P | D P | D |  | D P
.1.3.6.1.4.1.7779.1.1411 | Host | INFOBLOX | IB-2200 | US Grid Manager | IP-9.3 | D P F |  |  | D F | D F |  |  | No | [7 empty] | D P | D P | D |  | D P
.1.3.6.1.4.1.7779.1.1404 | Host | INFOBLOX | IB-1420 | Lab Grid Manager | IP-9.3 | D P F |  |  | D F | D F |  |  | No | [7 empty] | D P | D P | D P |  | D P
.1.3.6.1.4.1.7779.1.1 | Host | INFOBLOX | Infoblox-1050 | infoblox lab gear | IP-7.0.3 24 | D P F |  |  | D F | D F |  |  | No | [7 empty] | D P | D P | D |  | D P
.1.3.6.1.4.1.7779.1.1303 | Host | INFOBLOX | Infoblox-1550-A | Linux nc-lnslab-ib04-06-vip.wellsfargo.net 2.6.32.8 #1 SMP Wed Jan 11 13:09:24 EST 2012 i686 | IP-9.1/IP-8.1.4 | D P F |  |  | D F | D F |  |  | No | [7 empty] | D P | D P | D |  | D P
.1.3.6.1.4.1.7779.3.4 | Host | INFOBLOX | IB-1552 | Infoblox 1552 | IP-7.0.3 24 | D P F |  |  | D F | D F |  |  | No | [7 empty] | D P | D P | D |  | D P
.1.3.6.1.4.1.7779.3.2 | Host | INFOBLOX | IB-1050 | Infoblox 1050 | IP-7.0.3 24 | D P F |  |  | D F | D F |  |  | No | [7 empty] | D P | D P | D |  | D P
.1.3.6.1.4.1.7779.2.3 | Host | INFOBLOX | IB-1550 | Linux choc-cns01.wellsfargo.com 2.6.17.4 #1 SMP Mon Jun 29 18:19:39 EDT 2009 i686 | IP-7.0.3.24 | D P F |  |  | D F | D F |  |  | No | [7 empty] | D P | D P | D |  | D P
.1.3.6.1.4.1.7779.1.1205 | Host | INFOBLOX | IB-2000 | RDNS | IP-9.0/8.1.3 | D P F |  |  | D F | D F |  |  | No | [7 empty] | D P | D P | D |  | D P
.1.3.6.1.4.1.343.5.1.6 | Switch | INTEL | Express-510T | (c) Intel Corporation 510T Express 510T Switch Version 2.66 | IP-7.0.3.16 | D F | D F |  | D F | D F | D |  | No
.1.3.6.1.4.1.343.5.1.4 | Switch | INTEL | Express-550T | (c) Intel Corporation 550T Express 550T Switch Version 2.70 | IP-7.0.3.16 | D F | D F |  | D F | D F | D |  | No
.1.3.6.1.4.1.343.5.1.7 | Switch | INTEL | Express-520T | (c) Intel Corporation 520T Express 520T Switch Version 2.63 | IP-7.0.3.16 | D F | D F |  | D F | D F | D |  | No
.1.3.6.1.4.1.343.5.1.9 | Switch | INTEL | Express-460T-16 | Intel Express 460T Standalone Switch (16 port). | IP-8.1.2 | D F | D P F |  | D F | D F |  | D | No
.1.3.6.1.4.1.343.5.1.17 | Switch | INTEL | NetStructure 470F | Intel(R) NetStructure(TM) 470F Switch | IP-7.0.3.17 | D F | D F |  | D F | D F |  |  | No
.1.3.6.1.4.1.469.1000.1.9 | Bridge | INTERMEC_TECHNOLOGIES | AP245 | Intermec Technologies AP | IP-7.0.3.16 | D F | D P F |  | D F | D F |  |  | No
.1.3.6.1.4.1.469.1000.1.10 | Bridge | INTERMEC_TECHNOLOGIES | AP131 | Intermec Technologies AP | IP-7.0.3.15 | D F | D P F |  | D F | D F |  |  | No
.1.3.6.1.4.1.469.1000.1.14 | Bridge | INTERMEC_TECHNOLOGIES | WA21 | Intermec Technologies AP | IP-7.0.3.15 | D F | D F |  | D F | D F |  |  | No
.1.3.6.1.4.1.1476.1 | Host | ION-NETWORKS | SNMP agent for Sentinel 3100 | ION Secure 3100 v4.50.1 build 2 (F/W 5.0.8)(Flash 4.20) | IP-7.0.3.14 | D P F |  |  | D F | D F |  |  | No
.1.3.6.1.4.1.6307.1.4.1.25 | Probe | IPANEMA | IpEngine-10J0 | ip¦engine 10J0 (0140-2GB-CF512-3-X-G4) version 7.0.9.4 | IP-9.4 | D P F |  |  | D F | D F |  |  | No | [7 empty] | D P | D P | D
.1.3.6.1.4.1.6307.1.4.1.26 | Probe | IPANEMA | IpEngine-20H2 | ip¦engine 20H2 (0005ax-1GB-CF512-HD80-3-X-G0) version 7.1.4.6 | IP-9.4 | D P F |  |  | D F | D F |  |  | No | [7 empty] | D P | D P | D
.1.3.6.1.4.1.6307.1.4.1.34 | Probe | IPANEMA | IpEngine-20C0 | ip¦engine 20C0 (20ax-2GB-CF512-HD160-5-X-G0) version 7.1.4.6 | IP-9.4 | D P F |  |  | D F | D F |  |  | No | [7 empty] | D P | D P | D
.1.3.6.1.4.1.6307.1.4.1.27 | Probe | IPANEMA | IpEngine-20E3 | ip¦engine 20E3 (0120ax-4GB-CF512-HD250-5-X-G4) version 7.1.4.6 | IP-9.4 | D P F |  |  | D F | D F |  |  | No | [7 empty] | D P | D P | D
.1.3.6.1.4.1.6307.1.4.1.28 | Probe | IPANEMA | IpEngine-20J1 | ip¦engine 20J1 (0140ax-4GB-CF512-HD250-5-X-G4) version 7.1.4.6 | IP-9.4 | D P F |  |  | D F | D F |  |  | No | [7 empty] | D P | D P | D
.1.3.6.1.4.1.6307.1.4.1.29 | Probe | IPANEMA | IpEngine-20F6 | ip¦engine 20F6 (1000axT-8GB-CF512-HD2100-6-X-G4) version 7.1.3.8 | IP-9.4 | D P F |  |  | D F | D F |  |  | No | [7 empty] | D P | D P | D
.1.3.6.1.4.1.6307.1.4.1.31 | Probe | IPANEMA | IpEngine | ip¦engine 20I2 (1800axT-12GB-CF512-HD2100-6-X-G4) version 6.0.1.10 | IP-7.0.3 24 | D P F |  |  | D F | D F |  |  | No
.1.3.6.1.4.1.15497.1.2 | Firewall | IRONPORT | S670 | IronPort Model S670 AsyncOS Version: 7.1.3-028 Build Date: 2012-02-15 Serial #: 842B2B0C8FD9-660HHN1 | IP-9.1/IP-8.1.4 | D F |  |  | D F | D F |  |  | No |  |  |  | D F |  | D F |  | D P | D P | D
.1.3.6.1.4.1.15497.1.1 | Firewall | IRONPORT | X1070 | IronPort Model X1070 AsyncOS Version: 7.5.1-102 Build Date: 2012-01-31 Serial #: A4BADB341CCF-B2JBFN1 | IP-9.1/IP-8.1.4 | D F |  |  | D F | D F |  |  | No |  |  |  | D F |  | D F |  | D P | D P | D
.1.3.6.1.4.1.15497.1.1.1 | Firewall | IRON-PORT | C60 | IronPort Model C60 AsyncOS Version: 4.7.0-142 Build Date: 2006-07-17 Serial #: 000D56B8E36D-6ZFT641 | IP-7.0.1 | D P F |  |  | D F | D F |  |  | No
.1.3.6.1.4.1.12124.1 | Host | ISILON | OneFS | Isilon OneFS clc30-isi1-1 v6.5.4.12 Isilon OneFS v6.5.4.12 B_6_5_4_118(RELEASE) amd64 | IP-9.4.2 | D P F |  |  | D F | D F |  |  | No | [7 empty] | D P | D P | D | D F
.1.3.6.1.4.1.2021.250.255 | Host | ISILON | IQ12000X | SA-6000 | IP-7.0.3.15 | D P F |  |  | D F | D F |  |  | No | [8 empty] | D P | D
.1.3.6.1.4.1.901.1 | Host | ITWATCHDOGS | SuperGoose | NETOS 6.0 | IP-6.2.3 | D F |  |  | D F | D F |  |  | No
.1.3.6.1.4.1.2636.1.1.1.2.5 | Router | JUNIPER | Juniper M5 Backbone Router | JuniperM5_S/N-62771_CSCASSET-1224416 | IP-6.0 | D P F |  | D F | D F | D F |  |  | Yes |  |  |  | D F | D F | D F |  | D P | D P | D
.1.3.6.1.4.1.2636.1.1.1.2.24 | Router | JUNIPER | J2350 | Juniper Networks Inc. j2350 internet router kernel JUNOS 8.4R1.13 #0: 2007-08-08 0 Build date: 2007-08-08 00:42:24 UTC Copyright (c) 1996-2007 Juniper Networks Inc. | IP-8.1.2 | D P F |  | D F | D F | D F |  |  | Yes |  |  |  | D F | D F | D F |  | D P | D P | D
.1.3.6.1.4.1.2636.1.1.1.4.84.2 | Switch | JUNIPER | QFX3000-M | Hostname: qfabric;Model: qfx3000-m;JUNOS Base Version [12.2X50-D10.3]; | IP-9.4.2 | D F | D F | D F | D F | D F | D | D | Yes |  |  |  | D F | D F | D F |  |  | D P | D
.1.3.6.1.4.1.12532.253.2.1 | Firewall | JUNIPER | Juniper-IC-4500 | Juniper NetworksIncIC-45004.1R1 (build 17057) | IP-9.2 | D P F |  |  | D F | D F |  |  | No | [7 empty] | D P | D P
.1.3.6.1.4.1.2636.1.1.1.2.17.2 | Router | JUNIPER | TX Routing Node (LCC1) | Juniper Networks Inc. TX Matrix internet router kernel JUNOS 8.0R3.4 #0: 2007-01-19 01 Build date: 2007-01-19 01:38:51 UTC Copyright (c) 1996-2007 Juniper Networks Inc. | IP-7.0.1 | D P F |  | D F | D F | D |  |  | Yes |  |  |  | D F | D F | D F |  | D P | D P | D
.1.3.6.1.4.1.2636.1.1.1.2.104 | Switch | JUNIPER | EX9204 | Juniper Networks Inc. ex9204 internet router kernel JUNOS 13.2R2.4 Build date: 2013-11-07 11:06:44 UTC Copyright (c) 1996-2013 Juniper Networks Inc. | IP-9.3 | D P F | D P F | D F | D F | D F |  | D | No |  |  |  | D F | D F | D F |  | D P | D P | D
.1.3.6.1.4.1.2636.1.1.1.2.10 | Router | JUNIPER | M7i Router | WEST-HAGG-01 | IP-6.5.2 | D P F |  | D F | D F | D F |  |  | Yes |  |  |  | D F | D F | D F |  | D P | D P | D
.1.3.6.1.4.1.2636.1.1.1.4.82.2 | Switch | JUNIPER | QFX-3600 | Juniper Networks Inc. qfx3600-16qs internet router kernel JUNOS 12.3I20121015_1400_dc-builder #0: 2012-10-15 15:03:22 UTC dc-builder@dc-build01.dcbg.juniper.net:/c/dc-builder/DEV_FX_12Q3_BRANCH/05/20121015.545764/obj-xlr/junos/bsd/kernels/JUNIPER-D | IP-9.2 | D P F | D P F | D F | D F | D F |  | D | Yes |  |  |  | D F | D F | D F |  | D P | D P | D
.1.3.6.1.4.1.2636.1.1.1.2.43 | Switch | JUNIPER | EX2200 | Juniper Networks Inc. ex2200-24t-4g internet router kernel JUNOS 10.2R1.8 #0: 2010-05-27 20:13:49 UTC builder@shoth.juniper.net:/volume/build/junos/10.2/release/10.2R1.8/obj-arm/bsd/sys/compile/JUNIPER-EX Build date: 2010-05-27 19:44:37 UTC Copyrig | IP-8.1.2 | D P F | D P F | D F | D F | D F | D | D | Yes |  |  |  | D F | D F | D F |  | D P | D P | D
.1.3.6.1.4.1.2636.1.1.1.2.29 | Router | JUNIPER | MX240 | Juniper Networks Inc. mx240 internet router kernel JUNOS 9.0R1.10 #0: 2008-02-14 03:17:43 UTC builder@nidhogg.juniper.net:/volume/build/junos/9.0/release/9.0R1.10/obj-i386/sys/compile/JUNIPER Build date: 2008-02-14 03:21:47 UTC Copyright (c) 1996-2 | IP-8.1.1.1 | D P F |  | D F | D F | D F |  |  | Yes |  |  |  | D F | D F | D F |  | D P | D P | D
.1.3.6.1.4.1.2636.1.1.1.2.67 | Firewall | JUNIPER | MAG6611 | NPC Management Card | IP-9.1/IP-8.1.4 | D P F |  | D F | D F | D F |  |  | No |  |  |  | D F | D F | D F |  | D P | D P | D
.1.3.6.1.4.1.2636.1.1.1.4.82.4 | Switch | JUNIPER | QFX5100-24Q-2P | Juniper Networks Inc. qfx5100-24q-2p Ethernet Switch kernel JUNOS 13.2X51-D20.2 Build date: 2014-04-29 09:06:24 UTC Copyright (c) 1996-2014 Juniper Networks Inc. | IP-9.4 | D P F | D P F | D F | D F | D F |  | D | Yes |  |  |  | D F | D F | D F |  | D P | D P | D
.1.3.6.1.4.1.12532.252.3.1 | Firewall | JUNIPER | SA2500 | Juniper NetworksIncSA-25007.1R3 (build 18671) | IP-9.1/IP-8.1.3 | D P F |  |  | D F | D F |  |  | No | [7 empty] | D P | D P | D
.1.3.6.1.4.1.2636.1.1.1.2.73 | Router | JUNIPER | IBMConvergedSwitch-J52F | Juniper Networks Inc. IBM 8279-HC1/2409-F52 J52F internet router kernel JUNOS 11.3I #0: 2011-08-30 03:12:09 UTC roselynl@svl-junos-pool09.juniper.net:/c/roselynl/SB/pr_x113/obj-xlr/bsd/kernels/JUNIPER-DCTOR/kernel Build date: 2011-08-30 03:13:51 UT | IP-9.0/8.1.3 | D F |  | D F | D F | D F |  |  | No |  |  |  | D F | D F | D F |  | D P | D P | D
.1.3.6.1.4.1.2636.1.1.1.2.4 | Router | JUNIPER | Juniper M10 Backbone Router | Juniper Networks Inc. m10 internet router kernel JUNOS 7.2-20050625.0 #0: 2005-0 Build date: 2005-06-25 07:27:07 UTC Copyright (c) 1996-2005 Juniper Networks Inc. | IP-6.0 | D P F |  | D F | D F | D F |  |  | Yes |  |  |  | D F | D F | D F |  | D P | D P | D
.1.3.6.1.4.1.2636.1.1.1.2.28 | Firewall | JUNIPER | SRX5600 | Juniper Networks Inc. srx5600 internet router kernel JUNOS 9.4R1 #0: 2009-01-17 18:36:35 UTC builder@firth.juniper.net:/volume/build/junos/9.4/release/9.4R1/obj-i386/sys/compile/JUNIPER Build date: 2009-01-17 20:18:59 UTC Copyright (c) 1996-2009 Ju | IP-7.0.3.13 | D P F |  | D F | D F | D F |  |  | No |  |  |  | D F | D F | D F |  | D P | D P | D
.1.3.6.1.4.1.8239.1.2.13 | Host | JUNIPER | WXC-2600 | Juniper WXC-2600 : 5.6.1.0 | IP-7.0.3.13 | D F |  |  | D F | D F |  |  | No
.1.3.6.1.4.1.12532.252.5.2 | Firewall | JUNIPER | SA4500-FIPS | SA-4500 (FIPS) | IP-9.1/IP-8.1.4 | D P F |  |  | D F | D F |  |  | No | [7 empty] | D P | D P | D
.1.3.6.1.4.1.2636.1.1.1.2.89 | Router | JUNIPER | MX10 | Juniper Networks Inc. mx10-t internet router kernel JUNOS 13.1-20130205_eabu_13q3.1 Build date: 2013-02-05 22:00:45 UTC Copyright (c) 1996-2013 Juniper Networks Inc. | IP-9.2.1 | D F |  | D F | D F | D F |  |  | Yes |  |  |  | D F | D F | D F |  | D P | D P | D
.1.3.6.1.4.1.8239.1.2.5 | Host | JUNIPER | WX100 | Juniper WX-100 : 5.4.5.0 | IP-7.0.3 | D F |  |  | D F | D F |  |  | Yes | [9 empty] | D
.1.3.6.1.4.1.2636.1.1.1.2.98 | Router | JUNIPER | ptx3000 | Juniper Networks Inc. ptx3000 internet router kernel JUNOS 14.1-20140223.0 Build date: 2014-02-23 09:14:20 UTC Copyright (c) 1996-2014 Juniper Networks Inc. | IP-9.3 | D P F |  | D F | D F | D F |  |  | Yes |  |  |  | D F | D F | D F |  | D P | D P | D
.1.3.6.1.4.1.20992 | Bridge | JUNIPER | CX111 | Juniper CX111 | IP-9.1/IP-8.1.4 | D P F |  |  | D F | D F |  |  | No
.1.3.6.1.4.1.2636.1.1.1.2.30 | Switch | JUNIPER | EX3200-24P | EX3200 | IP-8.1.2 | D P F | D P F | D F | D F | D F | D | D | Yes |  |  |  | D F | D F | D F |  | D P | D P | D
.1.3.6.1.4.1.2636.1.1.1.2.20 | Router | JUNIPER | jsr6350 | Juniper Networks Inc. j6350 internet router kernel JUNOS 8.3R2.8 #0: 2007-07-07 00 Build date: 2007-07-07 00:28:21 UTC Copyright (c) 1996-2007 Juniper Networks Inc. | IP-9.2 | D P F |  | D F | D F | D F |  |  | No |  |  |  | D F | D F | D F |  | D P | D P | D
.1.3.6.1.4.1.4874.1.1.1.6.1 | Router | JUNIPER | E320 | Juniper Networks Inc. E320 Edge Routing Switch SW Version : (12.1.1 patch-0.3 [BuildId 14015]) Build Date : February 20 2012 14:18 Copyright (c) 1999-2012 Juniper Networks Inc. All rights reserved. | IP-9.2.1 | D P F |  | D F | D F | D F |  |  | No |  |  |  | D F | D F | D F |  | D P | D P | D
.1.3.6.1.4.1.2636.1.1.1.2.102 | Switch | JUNIPER | EX9214 | Juniper Networks Inc. ex9214 internet router kernel JUNOS 13.2R1.7 Build date: 2013-08-24 09:17:55 UTC Copyright (c) 1996-2013 Juniper Networks Inc. | IP-9.3 | D P F | D P F | D F | D F | D F |  | D | No |  |  |  | D F | D F | D F |  | D P | D P | D P
.1.3.6.1.4.1.1411.102 | Switch | JUNIPER | EX2500 | Juniper Networks EX2500 10GbE Switch SW Version 3.1R2 | IP-9.2.1 | D F | D P F |  | D F | D F | D | D | No |  |  |  | D F |  | D F |  |  |  | D
.1.3.6.1.4.1.2636.1.1.1.4.82.1 | Switch | JUNIPER | QFX3500 | Juniper Networks Inc. qfx3500s internet router kernel JUNOS 11.3R1.7 #0: 2011-08-30 14:37:07 UTC builder@dagmath.juniper.net:/volume/build/junos/11.3/release/11.3R1.7/obj-xlr/bsd/kernels/JUNIPER-DCTOR/kernel Build date: 2011-08-30 14:08:30 UTC Copy | IP-9.1/IP-8.1.3 | D P F | D P F | D F | D F | D F | D | D | Yes |  |  |  | D F | D F | D F |  | D P | D P | D
.1.3.6.1.4.1.8239.1.2.12 | Host | JUNIPER | WXC1800 | Juniper WXC-1800 : 5.6.3.0 | IP-7.0.3.12 | D F |  |  | D F | D F |  |  | Yes | [9 empty] | D
.1.3.6.1.4.1.2636.1.1.1.2.93 | Router | JUNIPER | MX2020 | Juniper Networks Inc. mx2020 internet router kernel JUNOS 13.1-20130122_eabu_13q3.0 Build date: 2013-01-22 11:45:03 UTC Copyright (c) 1996-2013 Juniper Networks Inc. | IP-9.2.1 | D F |  | D F | D F | D |  |  | No |  |  |  |  | D F | D F |  | D P | D P | D
.1.3.6.1.4.1.2636.1.1.1.2.69 | Router | JUNIPER | ptx5000 | Juniper Networks Inc. ptx5000 internet router kernel JUNOS 12.1-20120131_121_sangria.0 #0: 2012-01-31 05:12:34 UTC builder@svl-cbu01.juniper.net:/volume/build/junos/121_sangria/12.1/development/20120131.0/obj-amd64/junos/bsd/kernels/JUNIPER64/kerne | IP-9.1/IP-8.1.3.3 | D P F |  | D F | D F | D F |  |  | Yes |  |  |  | D F | D F | D F |  | D P | D P | D
.1.3.6.1.4.1.2636.1.1.1.2.37 | Router | JUNIPER | TX-PLUS | Juniper Networks Inc. txp internet router kernel JUNOS 10.4R10.7 #0: 2012-05-18 06:59:54 UTC builder@warth.juniper.net:/volume/build/junos/10.4/release/10.4R10.7/obj-i386/bsd/sys/compile/JUNIPER Build date: 2012-05-18 06:31:34 UTC Copyright (c) 199 | IP-9.4.2 | D P F |  | D F | D F | D |  |  | No |  |  |  | D F | D F | D F |  | D P | D P | D
.1.3.6.1.4.1.12532.252.6.1 | Firewall | JUNIPER | SA6000 | SA-6000 | IP-8.1.1.1 | D P F |  |  | D F | D F |  |  | No | [7 empty] | D P | D P | D
.1.3.6.1.4.1.4874.1.1.1.1.2 | Router | JUNIPER | ERX700 | Juniper Networks Inc. ERX-700 Edge Routing Switch SW Version : (8.2.4 patch-0.18 [BuildId 11361]) Build Date : August 27 2009 10:37 Copyright (c) 1999 2001 Juniper Networks Inc. | IP-6.0 | D F |  |  | D F | D F |  |  | No | [9 empty] | D
.1.3.6.1.4.1.2636.1.1.1.2.31 | Switch | JUNIPER |  | 9.3R2.8 | IP-8.1.2 |  | D P F |  | D F |  |  |  | Yes
.1.3.6.1.4.1.2636.1.1.1.2.76 | Switch | JUNIPER | EX3300-24t | Juniper Networks Inc. ex3300-48p internet router kernel JUNOS 12.2R3.5 Build date: 2013-01-24 10:58:49 UTC Copyright (c) 1996-2013 Juniper Networks Inc. | IP-9.2.1 | D P F | D P F | D F | D F | D F |  | D | Yes |  |  |  | D F | D F | D F |  | D P | D P | D P
.1.3.6.1.4.1.2636.1.1.1.2.21 | Router | JUNIPER | MX960 | Juniper Networks Inc. mx960 internet router kernel JUNOS 11.4R2.14 #0: 2012-03-17 16:01:31 UTC builder@evenath.juniper.net:/volume/build/junos/11.4/release/11.4R2.14/obj-amd64/bsd/kernels/JUNIPER64/kernel Build date: 2012-03-17 18:22:46 UTC Copyrig | IP-9.2.1 | D P F |  | D F | D F | D F |  |  | Yes |  |  |  | D F | D F | D F |  | D P | D P | D
.1.3.6.1.4.1.2636.1.1.1.2.84 | Switch | JUNIPER | QFX3000 | Hostname: qfabric;Model: qfx3000;JUNOS Base Version [11.3I20110829_0615_dc-builder]; | IP-9.1/IP-8.1.3 | D F |  | D F | D F | D F |  |  | No | [5 empty] | D F |  | D P | D P | D
.1.3.6.1.4.1.2636.1.1.1.2.11 | Router | JUNIPER | M10i Router | WEST-HAGG-02 | IP-7.0.3 | D P F |  | D F | D F | D F |  |  | Yes |  |  |  | D F | D F | D F |  | D P | D P | D
.1.3.6.1.4.1.6213 | Firewall | JUNIPER | Redline-EX3200 | Redline Networks Enterprise Application Processor E¦X 3200 Version: 4.1.16 0 | IP-6.5.3 | D F |  |  | D F | D F |  |  | No
.1.3.6.1.4.1.12532.252.2.1 | Firewall | JUNIPER | SA6000 | SA-2000 | IP-8.1.1.1 | D P F |  |  | D F | D F |  |  | No | [7 empty] | D P | D P | D
.1.3.6.1.4.1.8239.1.2.6 | Host | JUNIPER | WXC-500 | Juniper WXC-500 : 5.5.0.52 | IP-7.0.3 | D F |  |  | D F | D F |  |  | No
.1.3.6.1.4.1.8239.1.2.2 | Host | JUNIPER | SR-55 | Juniper SR-55 : 5.7.1.1 | IP-9.2 | D F |  |  | D F | D F |  |  | No
.1.3.6.1.4.1.2636.1.1.1.2.36 | Firewall | JUNIPER | SRX210 | Juniper Networks Inc. srx210-poe internet router kernel JUNOS 9.6R2.11 #0: 2009-10-06 21:14:55 UTC builder@lanath.juniper.net:/volume/build/junos/9.6/release/9.6R2.11/obj-octeon/bsd/sys/compile/JSRXNLE Build date: 2009-10-06 21:03:12 UTC Copyright | IP-9.1/IP-8.1.3 | D P F |  | D F | D F | D F |  |  | No |  |  |  |  | D F | D F |  | D P | D P | D
.1.3.6.1.4.1.2636.1.1.1.2.44 | Switch | JUNIPER | EX4500 | Juniper Networks Inc. ex4500-40f internet router kernel JUNOS 10.2R1.8 #0: 2010-05-27 21:05:57 UTC builder@shoth.juniper.net:/volume/build/junos/10.2/release/10.2R1.8/obj-powerpc/bsd/sys/compile/JUNIPER-EX Build date: 2010-05-27 20:44:44 UTC Copyri | IP-8.1.2 | D P F | D P F | D F | D F | D F |  | D | Yes |  |  |  |  | D F | D F |  | D P | D P | D
.1.3.6.1.4.1.2636.1.1.1.2.41 | Firewall | JUNIPER | SRX100 | Juniper Networks Inc. srx100-hm internet router kernel JUNOS 9.6R2.11 #0: 2009-10-06 21:14:55 UTC builder@lanath.juniper.net:/volume/build/junos/9.6/release/9.6R2.11/obj-octeon/bsd/sys/compile/JSRXNLE Build date: 2009-10-06 21:03:12 UTC Copyright ( | IP-7.0.3 27 | D P F |  | D F | D F | D F |  |  | No | [5 empty] | D F |  | D P | D P | D
.1.3.6.1.4.1.2636.1.1.1.2.92 | Switch | JUNIPER | EX4550 | Juniper Networks Inc. ex4550-32f internet router kernel JUNOS 12.2R1.8 #0: 2012-08-25 01:27:13 UTC builder@faranth.juniper.net:/volume/build/junos/12.2/release/12.2R1.8/obj-powerpc/junos/bsd/kernels/JUNIPER-EX/kernel Build date: 2012-08-25 10:15:55 | IP-9.2.1 | D F |  | D F | D F | D F |  | D | Yes |  |  |  | D F | D F | D F |  | D P | D P | D
.1.3.6.1.4.1.2636.1.1.1.2.32 | Switch | JUNIPER | EX8208 | grande05 | IP-9.1/IP-8.1.4 | D P F | D P F | D F | D F | D F |  | D | Yes |  |  |  | D F | D F | D F |  | D P | D P | D
.1.3.6.1.4.1.12532.254.4.1 | Router | JUNIPER | MAG-SM360 | Juniper NetworksIncMAG-SM3607.1R4.1 (build 19525) | IP-9.1/IP-8.1.4 | D P F |  |  | D F | D F |  |  | No | [7 empty] | D P | D P
.1.3.6.1.4.1.2636.1.1.1.2.17 | Router | JUNIPER | TX Matrix (SCC) | Juniper Networks Inc. TX Matrix internet router kernel JUNOS 8.0R3.4 #0: 2007-01-19 01 Build date: 2007-01-19 01:38:51 UTC Copyright (c) 1996-2007 Juniper Networks Inc. | IP-7.0.3 | D F |  | D F | D F | D F |  |  | Yes |  |  |  | D F | D F | D F |  | D P | D P | D
.1.3.6.1.4.1.2636.1.1.1.2.25 | Router | JUNIPER | MX480 | Juniper Networks Inc. mx480 internet router kernel JUNOS 8.5R2.10 #0: 2008-02-06 08:20:23 UTC builder@rahu.juniper.net:/volume/build/junos/8.5/release/8.5R2.10/obj-i386/sys/compile/JUNIPER Build date: 2008-02-06 08:24:35 UTC Copyright (c) 1996-2008 | IP-7.0.3.13 | D P F |  | D F | D F | D F |  |  | Yes |  |  |  | D F | D F | D F |  | D P | D P | D
.1.3.6.1.4.1.2636.1.1.1.2.26 | Firewall | JUNIPER | SRX5800 | Juniper Networks Inc. srx5800 internet router kernel JUNOS 9.4R1.3 #0: 2009-01-23 17:38:18 UTC builder@firth.juniper.net:/volume/build/junos/9.4/release/9.4R1.3/obj-i386/sys/compile/JUNIPER Build date: 2009-01-23 18:55:16 UTC Copyright (c) 1996-200 | IP-7.0.3.13 | D P F |  | D F | D F | D F |  |  | No |  |  |  | D F | D F | D F |  | D P | D P | D
.1.3.6.1.4.1.8239.1.2.7 | Host | JUNIPER | WXC-250 | Juniper SR-15 : 5.4.4.5 | IP-7.0.3 | D F |  |  | D F | D F |  |  | No
.1.3.6.1.4.1.2636.1.1.1.2.19 | Router | JUNIPER | J4350 | Juniper Networks Inc. j4350 internet router kernel JUNOS 8.3R2.8 #0: 2007-07-07 00 Build date: 2007-07-07 00:28:21 UTC Copyright (c) 1996-2007 Juniper Networks Inc. | IP-7.0.2 | D P F |  | D F | D F | D F |  |  | Yes |  |  |  | D F | D F | D F |  | D P | D P | D
.1.3.6.1.4.1.2636.1.1.1.2.35 | Firewall | JUNIPER | SRX3400 | Juniper Networks Inc. srx3400 internet router kernel JUNOS 10.0-20090808.0 #0: 2009-08-08 06:00:53 UTC builder@ormonth.juniper.net:/volume/build/junos/10.0/production/20090808.0/obj-powerpc/bsd/sys/compile/JUNIPER-SRX Build date: 2009-08-08 05:22:1 | IP-7.0.3.18 | D P F |  | D F | D F | D F |  |  | No |  |  |  | D F | D F | D F |  | D P | D P | D
.1.3.6.1.4.1.12532.252.7.1 | Firewall | JUNIPER | SA6500 | SA-6500 | IP-9.0/8.1.3 | D P F |  |  | D F | D F |  |  | No | [7 empty] | D P | D P | D
.1.3.6.1.4.1.8239.1.2.3 | Host | JUNIPER | WX-20 | Juniper SR-20 : 5.4.5.0 | IP-7.0.3 | D P F |  |  | D F | D F |  |  | No
.1.3.6.1.4.1.12532.254.3.1 | Router | JUNIPER | MAG-SM160 | Juniper NetworksIncMAG-SM1607.1R6 (build 20169) | IP-9.1/IP-8.1.4 | D P F |  |  | D F | D F |  |  | No | [7 empty] | D P | D P
.1.3.6.1.4.1.2636.1.1.1.2.57 | Router | JUNIPER | MX80 | 2r7-mx80-02 | IP-9.2.1 | D F |  |  | D F | D F |  |  | Yes | [9 empty] | D
.1.3.6.1.4.1.2636.1.1.1.2.88 | Router | JUNIPER | MX40 | Juniper Networks Inc. mx40-t internet router kernel JUNOS 12.3R2.1 Build date: 2013-03-01 17:12:31 UTC Copyright (c) 1996-2013 Juniper Networks Inc. | IP-9.2.1 | D F |  | D F | D F | D F |  |  | Yes |  |  |  | D F | D F | D F |  | D P | D P | D
.1.3.6.1.4.1.4874.1.1.1.1.3 | Router | JUNIPER | ERX1440 | Juniper Networks Inc. ERX-1440 Edge Routing Switch SW Version : (7.3.2 patch-0.7.4 [BuildId 8133]) Build Date : September 14 2007 15:39 Copyright (c) 1999 2001 Juniper Networks Inc. | IP-9.1/IP-8.1.3 | D P F |  | D F | D F | D F |  |  | No |  |  |  | D F | D F | D F |  | D P | D P | D
.1.3.6.1.4.1.2636.1.1.1.2.7 | Router | JUNIPER | T320 Backbone Router | Juniper Networks Inc. t320 internet router kernel JUNOS 8.4R2.3 #0: 2007-09-18 09 Build date: 2007-09-18 09:40:17 UTC Copyright (c) 1996-2007 Juniper Networks Inc. | IP-7.0.3 | D P F |  | D F | D F | D F |  |  | Yes |  |  |  | D F | D F | D F |  | D P | D P | D
.1.3.6.1.4.1.2636.1.1.1.2.64 | Firewall | JUNIPER | SRX1400 | Juniper Networks Inc. srx110h-va internet router kernel JUNOS 12.1R4.7 #0: 2012-10-24 21:55:39 UTC builder@briath.juniper.net:/volume/build/junos/12.1/release/12.1R4.7/obj-octeon/junos/bsd/kernels/JSRXNLE/kernel Build date: 2012-10-24 23:24:27 UTC | IP-9.2 | D P F |  | D F | D F | D F |  |  | No |  |  |  | D F |  | D F |  | D P | D P | D
.1.3.6.1.4.1.2636.1.1.1.4.82.5 | Switch | JUNIPER | QFX5100-48S | Juniper Networks Inc. qfx5100-48s-6q Ethernet Switch kernel JUNOS 13.2X51-D10.6 Build date: 2013-11-22 00:50:20 UTC Copyright (c) 1996-2013 Juniper Networks Inc. | IP-9.3 | D P F | D P F | D F | D F | D F |  | D | Yes |  |  |  | D F | D F | D F |  | D P | D P | D P
.1.3.6.1.4.1.2636.1.1.1.2.90 | Router | JUNIPER | MX5 | Juniper Networks Inc. mx5-t internet router kernel JUNOS 11.4R3.7 #0: 2012-05-14 20:57:41 UTC builder@evenath.juniper.net:/volume/build/junos/11.4/release/11.4R3.7/obj-powerpc/bsd/kernels/JUNIPER-PPC/kernel Build date: 2012-05-14 20:36:43 UTC Copyr | IP-9.1/IP-8.1.4 | D P F |  | D F | D F | D F |  |  | Yes |  |  |  | D F | D F | D F |  | D P | D P | D
.1.3.6.1.4.1.2636.1.1.1.2.58 | Firewall | JUNIPER | SRX220H | Juniper Networks Inc. srx220h-poe internet router kernel JUNOS 12.1R1.9 #0: 2012-03-24 12:12:49 UTC builder@greteth:/volume/build/junos/12.1/release/12.1R1.9/obj-octeon/junos/bsd/kernels/JSRXNLE/kernel Build date: 2012-03-24 12:25:00 UTC Copyright | IP-9.2 | D P F |  | D F | D F | D F |  |  | No |  |  |  | D F | D F | D F |  | D P | D P | D
.1.3.6.1.4.1.2636.1.1.1.2.27 | Router | JUNIPER | T1600 | Juniper Networks Inc. t1600 internet router kernel JUNOS 10.4R9.2 #0: 2012-02-02 06:38:55 UTC builder@warth.juniper.net:/volume/build/junos/10.4/release/10.4R9.2/obj-i386/bsd/sys/compile/JUNIPER Build date: 2012-02-02 06:08:34 UTC Copyright (c) 199 | IP-9.1/IP-8.1.3.3 | D P F |  | D F | D F | D F |  |  | No |  |  |  | D F | D F | D F |  | D P | D P | D
.1.3.6.1.4.1.2636.1.1.1.2.8 | Router | JUNIPER | M40e Backbone Router | Juniper Networks Inc. m40e internet router kernel JUNOS 8.5R4.3 #0: 2008-08-12 23:16:55 UTC builder@rahu.juniper.net:/volume/build/junos/8.5/release/8.5R4.3/obj-i386/sys/compile/JUNIPER Build date: 2008-08-12 23:18:32 UTC Copyright (c) 1996-2008 Ju | IP-6.0 | D P F |  | D F | D F | D F |  |  | Yes |  |  |  | D F | D F | D F |  | D P | D P | D
.1.3.6.1.4.1.2636.1.1.1.2.40 | Firewall | JUNIPER | SRX650 | Juniper Networks Inc. srx650 internet router kernel JUNOS 9.6R2.11 #0: 2009-10-06 21:14:55 UTC builder@lanath.juniper.net:/volume/build/junos/9.6/release/9.6R2.11/obj-octeon/bsd/sys/compile/JSRXNLE Build date: 2009-10-06 21:03:12 UTC Copyright (c) | IP-7.0.3 27 | D P F |  | D F | D F | D |  |  | No |  |  |  |  | D F | D F |  | D P | D P | D
.1.3.6.1.4.1.2636.1.1.1.2.39 | Firewall | JUNIPER | SRX240 | Juniper Networks Inc. srx240-poe internet router kernel JUNOS 9.6R2.11 #0: 2009-10-06 21:14:55 UTC builder@lanath.juniper.net:/volume/build/junos/9.6/release/9.6R2.11/obj-octeon/bsd/sys/compile/JSRXNLE Build date: 2009-10-06 21:03:12 UTC Copyright | IP-9.1/IP-8.1.3 | D P F |  | D F | D F | D F |  |  | No |  |  |  |  | D F | D F |  | D P | D P | D
.1.3.6.1.4.1.8239.1.2.14 | Host | JUNIPER | WXC-3400 | Juniper WXC-3400 : 5.6.3.0 | IP-7.0.3.16 | D F |  |  | D F | D F |  |  | No
.1.3.6.1.4.1.2636.1.1.1.4.82.6 | Switch | JUNIPER | QFX5100-48S | Juniper Networks Inc. qfx5100-96s-8q Ethernet Switch kernel JUNOS 13.2X51-D21.1 Build date: 2014-05-29 11:59:18 UTC Copyright (c) 1996-2014 Juniper Networks Inc. | IP-9.4 | D P F | D P F | D F | D F | D F |  | D | Yes |  |  |  | D F | D F | D F |  | D P | D P | D
.1.3.6.1.4.1.2636.1.1.1.2.15 | Router | JUNIPER | J6300 | Linux gn-noc-014 2.6.17.6--Getnet_Kernel_by_Daniel_Angst_Julho_2006-- #2 SMP Mon Jul 17 13:44:55 BRT 2006 i686 | IP-6.5.2 | D P F |  |  | D F | D F |  |  | No | [9 empty] | D
.1.3.6.1.4.1.2636.1.1.1.2.23 | Router | JUNIPER | J2320 | UEFA1 CON-J2320-J | IP-9.1/IP-8.1.4 | D P F |  | D F | D F | D F |  |  | Yes |  |  |  | D F | D F | D F |  | D P | D P | D
.1.3.6.1.4.1.2636.1.1.1.2.103 | Switch | JUNIPER | EX9208 | Juniper Networks Inc. ex9208 internet router kernel JUNOS 13.2R3.7 Build date: 2014-01-16 10:24:52 UTC Copyright (c) 1996-2014 Juniper Networks Inc. | IP-9.4 | D P F | D P F | D F | D F | D F |  | D | No |  |  |  | D F | D F | D F |  | D P | D P | D
.1.3.6.1.4.1.2636.1.1.1.2.33 | Switch | JUNIPER | EX8216 | Juniper Networks Inc. ex8216 internet router kernel JUNOS 10.0S5.3 #0: 2010-08-11 02:38:37 UTC builder@ormonth.juniper.net:/volume/build/junos/10.0/service/10.0S5.3/obj-powerpc/bsd/sys/compile/JUNIPER-EX Build date: 2010-08-11 02:08:31 UTC Copyrigh | IP-9.1/IP-8.1.4 | D P F | D P F | D F | D F | D F | D | D | Yes |  |  |  | D F | D F | D F |  | D P | D P | D
.1.3.6.1.4.1.8239.1.2.1 | Host | JUNIPER | WXC-590 | Juniper WXC-590 : 5.4.4.0 | IP-7.0.3 | D F |  |  | D F | D F |  |  | Yes | [9 empty] | D
.1.3.6.1.4.1.2636.1.1.1.2.18 | Router | JUNIPER | M120 | M120-HAGG | IP-7.0.3 | D P F |  | D F | D F | D |  |  | Yes |  |  |  | D F | D F | D F |  | D P | D P | D
.1.3.6.1.4.1.2636.1.1.1.2.13 | Router | JUNIPER | J2300 Backbone Router | Juniper Networks Inc. j2300 internet router kernel JUNOS 7.1R2.2 #0: 2005-03-25 04 Build date: 2005-03-25 04:03:37 UTC Copyright (c) 1996-2005 Juniper Networks Inc. | IP-6.5.2 | D P F |  | D F | D F | D F |  |  | Yes | [5 empty] | D F |  | D P | D P | D
.1.3.6.1.4.1.4874.1.1.1.1.4 | Router | JUNIPER | ERX705 | Juniper Networks Inc. ERX-700 Edge Routing Switch SW Version : (4.1.2 patch-1.0.1 [BuildId 2004]) Build Date : Apr 26 2004 15:10:08 Copyright (c) 1999 2001 Juniper Networks Inc. | IP-6.2 | D P F |  | D F | D F | D F |  | D | No |  |  |  | D F | D F | D F |  | D P | D P | D
.1.3.6.1.4.1.2636.1.1.1.2.17.1 | Router | JUNIPER | TX Routing Node (LCC0) | Juniper Networks Inc. TX Matrix internet router kernel JUNOS 8.0R3.4 #0: 2007-01-19 01 Build date: 2007-01-19 01:38:51 UTC Copyright (c) 1996-2007 Juniper Networks Inc. | IP-7.0.1 | D P F |  | D F | D F | D |  |  | Yes |  |  |  | D F | D F | D F |  | D P | D P | D
.1.3.6.1.4.1.8239.1.2.8 | Host | JUNIPER | WXC-250 | Juniper SM-250 : 5.4.1.0 | IP-7.0.2 | D P F |  |  | D F | D F |  |  | No
.1.3.6.1.4.1.2636.1.1.1.2.49 | Firewall | JUNIPER | SRX1400 | WN1MGTFWL01 | IP-9.0/8.1.3 | D P F |  | D F | D F | D F |  |  | No |  |  |  | D F | D F | D F |  | D P | D P | D
.1.3.6.1.4.1.2636.1.1.1.2.34 | Firewall | JUNIPER | SRX3600 | Juniper SRX 3600-A | IP-7.0.3.17 | D P F |  | D F | D F | D F |  |  | No |  |  |  | D F | D F | D F |  | D P | D P | D
.1.3.6.1.4.1.2636.1.1.1.2.59 | Router | JUNIPER | XRE200 | Juniper Networks Inc. ex-xre internet router kernel JUNOS 11.4R2.14 #0: 2012-03-17 18:55:36 UTC builder@evenath.juniper.net:/volume/build/junos/11.4/release/11.4R2.14/obj-i386/bsd/kernels/JUNIPER-EX/kernel Build date: 2012-03-17 18:22:46 UTC Copyri | IP-9.1/IP-8.1.4 | D P F |  | D F | D F | D F |  |  | No |  |  |  | D F | D F | D F |  | D P | D P | D
.1.3.6.1.4.1.2636.1.1.1.2.86 | Firewall | JUNIPER | SRX550 | Juniper Networks Inc. srx550 internet router kernel JUNOS 12.1R1.9 #0: 2012-03-24 12:12:49 UTC builder@greteth:/volume/build/junos/12.1/release/12.1R1.9/obj-octeon/junos/bsd/kernels/JSRXNLE/kernel Build date: 2012-03-24 12:25:00 UTC Copyright (c) 1 | IP-9.2.2 | D P F |  | D F | D F | D F |  |  | No |  |  |  | D F | D F | D F |  | D P | D P | D
.1.3.6.1.4.1.2636.1.1.1.2.63 | Switch | JUNIPER | EX4300 | Juniper Networks Inc. ex4300-48p Ethernet Switch kernel JUNOS 13.2X50-D15.3 Build date: 2013-09-23 01:09:46 UTC Copyright (c) 1996-2013 Juniper Networks Inc. | IP-9.3 | D P F | D P F | D F | D F | D F | D | D | Yes |  |  |  | D F | D F | D F |  | D P | D P | D
.1.3.6.1.4.1.12532.252.4.1 | Firewall | JUNIPER | SA-4000 | Juniper NetworksIncSA-40007.1R13 (build 22557) | IP-9.2.2 | D P F |  |  | D F | D F |  |  | No | [7 empty] | D P | D P | D
.1.3.6.1.4.1.2636.1.1.1.2.9 | Router | JUNIPER | M320 | Juniper Networks Inc. m320 internet router kernel JUNOS 9.3S7.2 #0: 2009-12-24 08:37:51 UTC builder@elliath.juniper.net:/volume/build/junos/9.3/service/9.3S7.2/obj-i386/sys/compile/JUNIPER Build date: 2009-12-24 08:56:22 UTC Copyright (c) 1996-2009 | IP-7.0.3 | D P F |  | D F | D F | D F |  |  | Yes |  |  |  | D F | D F | D F |  | D P | D P | D
.1.3.6.1.4.1.181.1.13 | Router | KENTROX | Kentrox-AAC2 | AAC-2 | IP-6.0 | D F | D F | D F | D F | D F |  |  | No | [9 empty] | D
.1.3.6.1.4.1.181.1.27 | Router | KENTROX | MPATH 537 | MPATH 537 Version 1.51 Copyright (c) 1998 ADC Kentrox | IP-7.0.2 | D P F |  |  | D F | D |  |  | No
.1.3.6.1.4.1.181.1.52.12 | Router | KENTROX | Q2301 | Q2301 Ethernet QoS Access Router | IP-6.5.2 | D P F |  |  | D F | D F |  |  | No
.1.3.6.1.4.1.181.1.52.13 | Router | KENTROX | Q2401 | Q2401 QoS Access Router | IP-6.5.2 | D P F |  |  | D F | D F |  |  | No
.1.3.6.1.4.1.181.1.52.11 | Router | KENTROX | Q2201 | Q2201 T1 QoS Access Router | IP-6.5.2 | D P F |  |  | D F | D F |  |  | No
.1.3.6.1.4.1.8712.1.1 | Probe | LANCOPE | Stealthwatch | StealthWatch SMC Primary | IP-9.4.2 | D P F |  |  | D F | D F |  |  | No | [7 empty] | D P | D P | D |  | D P
.1.3.6.1.4.1.244.23 | TerminalServer | LANTRONIX | MSS100 | Lantronix MSS100 Version V3.6/9(030114) | IP-9.1/IP-8.1.4 | D F |  |  | D F | D F |  |  | No | [9 empty] | D
.1.3.6.1.4.1.244.17 | TerminalServer | LANTRONIX | ETS16P | Lantronix ETS16P Version V3.6/4(000712) | IP-7.0.3.15 | D P F |  |  | D F | D F |  |  | No
.1.3.6.1.4.1.476.1.42 | Host | LIEBERT | GXT2-2000RT120 | Liebert GXT2-6000RT208 | IP-6.2.3 | D F |  |  | D F | D F |  |  | No
.1.3.6.1.4.1.13045.1.1 | Host | LIEBERT | EM-Controller-4.8 | EM Controller (4.8) | IP-9.2 | D P F |  |  | D F | D F |  |  | No
.1.3.6.1.4.1.10520.2.1.1 | Host | LINEAGE | CPL | QS841A_MC1 | IP-8.1.1.1 | D P F |  |  | D F | D F |  |  | No
.1.3.6.1.4.1.3955.6.4.224.1 | Switch | LINKSYS | SRW 224 | 24-port 10/100 + 2-Port Gigabit Switch with WebView and PoE | IP-7.0.2 | D P F | D F |  | D F | D F | D | D | No
.1.3.6.1.4.1.3955.6.1.2008.1 | Switch | LINKSYS | SRW2008 | SRW2008 - 6-port Gigabit Switch with 2 Combo ports and WebView | IP-8.1.2 | D P F | D P F |  | D F | D F | D | D | No
.1.3.6.1.4.1.3955.6.1.2048.1 | Switch | LINKSYS | 48PortGigSwitch | 48-Port 10/100/1000 Gigabit Switch with WebView | IP-8.1.2 | D P F | D P F |  | D F | D F |  | D | No
.1.3.6.1.4.1.8072.3.2.15 | Host | LINUX | NET-SNMP SOLARIS | AIX bart 2 5 0002D3CA4C00 | IP-7.0.3 |  |  |  | D F | D F |  |  | No | [7 empty] | D P | D P | D |  | D P
.1.3.6.1.4.1.9.1.662 | Host | LINUX | msec-asa5510-ssm-10 | Linux msec-asa5510-ssm-10 2.4.30-IDS-smp-bigphys #2 SMP Sat Jul 12 04:12:55 UTC 2008 i686 | IP-8.1.2 | D P F |  |  | D F | D F |  |  | No
.1.3.6.1.4.1.8072.3.2.255 | Host | LINUX | MacPro6.1-NET-SNMP | Darwin rtpmacp01.biogen.com 14.5.0 Darwin Kernel Version 14.5.0: Wed Jul 29 02:26:53 PDT 2015; root:xnu-2782.40.9~1/RELEASE_X86_64 x86_64 | IP-9.4.2 | D P F |  |  | D F | D F |  |  | No | [7 empty] | D P | D P | D |  | D P
.1.3.6.1.4.1.8072.3.2.14 | Host | LINUX | NET-SNMP HPUX11 | HP-UX rp3440 B.11.11 U 9000/800 | IP-8.1.2 | D F |  |  | D F | D F |  |  | No | [7 empty] | D P | D P | D |  | D P
.1.3.6.1.4.1.18418.2.1 | Host | LINUX | Endace | Linux rcn-mcm2 2.6.18-164.15.1.el5ENDACEsmp endace OSm3.9.5-MCM-BETA7 #1 2011-10-09 04:51:26 SMP x86_64 | IP-9.1/IP-8.1.3 | D P F |  |  | D F | D F |  |  | No | [8 empty] | D P | D |  | D P
.1.3.6.1.4.1.2312 | Host | LINUX | Linux Host | Linux sl72soed01.visa.com 2.6.18-92.el5 #1 SMP Tue Apr 29 13:16:15 EDT 2008 x86_64 | IP-7.0.3.17 | D P F |  |  | D F | D F |  |  | No | [7 empty] | D P | D P | D |  | D P
.1.3.6.1.4.1.18552.2 | Host | LINUX | Logapp | Linux logapp 2.6.18-238.19.1.0.1.el5PAE #1 SMP Fri Jul 15 04:05:57 EDT 2011 i686 | IP-9.1/IP-8.1.3 | D P F |  |  | D F | D F |  |  | No | [7 empty] | D P | D P | D |  | D P
.1.3.6.1.4.1.8072.3.2.8 | Host | LINUX | NET-SNMP-FREEBSD | FreeBSD mail2.sandy.ru 7.1-RELEASE FreeBSD 7.1-RELEASE #1: Mon Feb 23 15:52:33 MSK 2009 root@mail2.sandy.ru:/usr/src/sys/i386/compile/MAIL2 i386 | IP-9.4 | D P F |  |  | D F | D F |  |  | No | [7 empty] | D P | D P | D |  | D P
.1.3.6.1.4.1.99.1.1.3.28 | Host | LINUX | linuxEMANATEMasterAgent | Hardware:VMware 4 Intel(R) Xeon(R) CPU E5640 @ 2.67GHz 6144 MB Memory: Software:UCOS 4.0.0.0-44 | IP-9.2 | D F |  |  | D F | D F |  |  | No | [7 empty] | D P | D P | D | D F | D P
.1.3.6.1.4.1.18552.1 | Switch | LOGLOGIC | LX-2010 | Linux localhost 2.6.18-194.17.4.0.1.el5PAE #1 SMP Tue Oct 26 20:15:18 EDT 2010 i686 | IP-9.0/8.1.3 | D P F | D P F |  | D F | D F |  |  | No | [7 empty] | D P | D P | D |  | D
.1.3.6.1.4.1.1751.1.56.1.1.3 | Firewall | LUCENT | 350-brick | Alcatel-Lucent VPN Brick version 9.3.202 | IP-7.0.3.17 | D F |  |  | D F | D F |  |  | No
.1.3.6.1.4.1.529.1.11 | Router | LUCENT | APX8100 | Lucent APX 8100 : main S/N: 1418200064 Software version 14.0.3 | IP-8.1.2 | D P F |  | D F | D F | D F |  |  | No |  |  |  | D F |  |  |  |  | D P | D
.1.3.6.1.4.1.81.17.1.17 | Switch | LUCENT | P330 | Avaya Inc. - P330 Stackable Switch SW version 4.1.6 | IP-6.0 | D F | D F |  | D F | D F |  | D | No
.1.3.6.1.4.1.838.5.1.450.1.7 | Router | LUCENT-XEDIA | XEDIA | Lucent Access Point 450 (hw: 1.7; sw: V2.5.0.R5.5.QVPN 09/14/2003 11:12:54:00) | IP-6.5.2 | D P F |  |  | D F | D F |  |  | Yes | [7 empty] | D P |  | D
.1.3.6.1.4.1.33.100.1.2.1.11 | Host | LX | irLx4000T | LX Console Manager s/w version=5.3.3S4 | IP-8.1.2 | D P F |  |  | D F | D F |  |  | No
.1.3.6.1.4.1.326.2.2.15 | Switch | MARCONI | TNX-210 | Marconi TNX-210 | IP-6.2.2 | D P F | D P F | D F | D F | D F |  |  | Yes |  |  |  | D F |  | D F |  | D P |  | D
.1.3.6.1.4.1.1230.2.7.1.1 | Firewall | MCAFEE | McAfee-Gateway | McAfee Web Gateway 7 | IP-9.4.2 | D P F |  |  | D F | D F |  |  | No | [7 empty] | D P | D P | D |  | D
.1.3.6.1.4.1.289.2.1.1.2 | Switch | MCDATA | Intrepid-6140 | EMC DS-32M2 Model 001 Fibre Channel Switch firmware 09.07.01 4 | IP-7.0.3.27 | D P F |  |  | D F | D F |  |  | No |  |  |  | D F | D F |  |  |  |  | D
.1.3.6.1.4.1.1977.1.6.1279.1 | Host | MICROMUSE | Generic_Agent | Hardware: x86 Family 6 Model 10 Stepping 1 AT/AT COMPATIBLE - Software: Windows 2000 Version 5.0 (Build 2195 Multiprocessor Free) | IP-7.0.3.9 | D F |  |  | D F | D F |  |  | No | [7 empty] | D P | D P | D | D F | D P
.1.3.6.1.4.1.7428.1.1.1.22 | Switch | MICROSEMI | PowerDsine 9024G | Midspan. Unit S/N=000474. App Ver=3.43.09.22 Sep 29 2009 17:31:02. BOOT Ver=1.07 Jul 8 2009 15:34:57 | IP-8.1.1.1 | D F |  |  | D F | D F |  |  | No
.1.3.6.1.4.1.311.1.1.3.3 | Host | MICROSOFT | WindowsCE | Microsoft Windows CE Version 3.0 (Build 126) | IP-7.0.3.17 | D P F |  |  | D F | D F |  |  | No | [7 empty] | D P | D P | D | D F
.1.3.6.1.4.1.311.1.1.3.1.3 | Host | MICROSOFT |  | Hardware: x86 Family 6 Model 15 Stepping 6 AT/AT COMPATIBLE - Software: Windows Version 5.2 (Build 3790 Multiprocessor Free) | IP-7.0.2 | D F |  |  | D F | D F |  |  | No | [7 empty] | D P | D P | D | D F | D P
.1.3.6.1.4.1.311.1.1.3.1.1 | Host | MICROSOFT |  | Hardware: x86 Family 6 Model 13 Stepping 6 AT/AT COMPATIBLE - Software: Windows 2000 Version 5.1 (Build 2600 Uniprocessor Free) | IP-6.0 | D F |  |  | D F | D F |  |  | No | [7 empty] | D P | D P | D | D F | D P
.1.3.6.1.4.1.14988.1 | Router | MIKROTIK | MikroTik-RB1100 | router | IP-9.1/IP-8.1.3 | D F |  |  | D F | D F |  |  | No | [7 empty] | D P |  | D
.1.3.6.1.4.1.835.25.1.1.1.1 | Switch | MILAN | MIL-SM801G | Ethernet Switch | IP-6.5.2 | D F | D F |  | D F | D F |  |  | No
.1.3.6.1.4.1.388.50.1.1.27 | WirelessController | MOTOROLA | NX9510 | NX9510 Wireless Controller Version 5.5.4.0-018R MIB=01a | IP-9.4 | D P F | D P F |  | D F | D F |  |  | No
.1.3.6.1.4.1.388.11.1.1 | Switch | MOTOROLA | Symbol WS2000 | Symbol WS2000 HW=C SW=2.3.2.0-003R MIB=08e39 | IP-7.0.3.16 | D F | D F |  | D F | D F |  |  | No
.1.3.6.1.4.1.388.11.1.2 | Router | MOTOROLA | AP5131 | Symbol AP5131 HW=F SW=2.0.0.0-045R MIB=01d11 | IP-7.0.3.21 | D P F |  |  | D F | D F |  |  | No
.1.3.6.1.4.1.388.15 | WirelessController | MOTOROLA | RFS7000 | RFS7000 Wireless Controller Version 5.5.4.0-018R MIB=01a | IP-9.4.1 | D P F | D P F |  | D F | D F |  |  | No
.1.3.6.1.4.1.388.16 | Switch | MOTOROLA | RFS6000 | RFS6000 Wireless Controller Version 5.1.3.1-002R MIB=01a | IP-9.2 | D P F | D P F |  | D F | D F |  |  | No
.1.3.6.1.4.1.388.11.1.6 | Router | MOTOROLA | AP-7131 | MotorolaAP-7131NHW=A SW=4.1.1.0-018R MIB=01h18 | IP-9.2 | D P F |  |  | D F | D F |  |  | No
.1.3.6.1.4.1.388.50.1.1.38 | WirelessController | MOTOROLA | NX7500 | NX7500 Version 5.5.4.0-018R MIB=01a | IP-9.4.2 |  | D P F |  | D F | D F |  |  | No
.1.3.6.1.4.1.388.11.1.5 | Router | MOTOROLA | AP-7181 | Mesh AP7181 HW=1.00 SW=3.2.1.1-20MR MIB=01g12-1 | IP-9.2 | D P F |  |  | D F | D F |  |  | No
.1.3.6.1.4.1.449.2.1.6435 | Router | MOTOROLA | Vanguard 6435 | VANGUARD 6435 | IP-6.5.2 | D P F |  |  | D F | D F |  |  | No
.1.3.6.1.4.1.17713.1 | Bridge | MOTOROLA | PTP58500 | Motorola PTP 58600 Full Version 58600-06-00 | IP-8.1.2 |  | D P F |  | D F | D F |  |  | No
.1.3.6.1.4.1.1166.1.31 | Switch | MOTOROLA | APEX1000 | Motorola APEX1000 VxWorks SNMPv1/v2c Agent | IP-9.1/IP-8.1.3 | D P F |  |  | D F | D F |  |  | No |  |  |  | D F |  | D F |  |  |  | D
.1.3.6.1.4.1.388.50.1.1.4 | Switch | MOTOROLA | AP6-532 | AP6532 Access Point Version 5.1.0.0-074R MIB=01a | IP-9.1/IP-8.1.3 | D P F | D F |  | D F | D F |  |  | No
.1.3.6.1.4.1.388.50.1.1.3 | Switch | MOTOROLA | AP71XX-8A4720 | AP71XX Access Point Version 5.2.0.0-069R MIB=01a | IP-9.1/IP-8.1.3 | D P F | D P F |  | D F | D F |  |  | No
.1.3.6.1.4.1.629.16.3.1 | Bridge | MRV | OptiSwitch 800 | Optical Access OptiSwitch-800 classifier version 3.61 | IP-7.0.3.17 | D F | D F |  | D F | D F |  |  | No
.1.3.6.1.4.1.629.200.1.1.1 | Host | MRV-COMMUNICATIONS | EM316NM | MRV Communications EM316 Fiber Driver - Version V4.16.2b | IP-7.0 |  | D F | D F | D F | D F |  |  | No |  |  |  | D F | D F |  |  |  |  | D
.1.3.6.1.4.1.119.1.64.112.1.201 | Switch | NEC | CX-uH3024 | HammerOS Version 1.4(N Build 0111) on CX-uH3024. | IP-6.5.2 | D F | D P F | D F | D F | D F |  | D | No | [9 empty] | D
.1.3.6.1.4.1.119.1.64.112.2.105 | Switch | NEC | CX-FH5610E | HammerOS 2.1.2 Version 2.1(Build 0059)\X0D\X0A on 2.1.2 Version 2.1(Build 0059)\X0D\X0A. | IP-6.5.2 |  | D P F |  | D F | D F |  | D | No
.1.3.6.1.4.1.119.1.64.112.2.4 | Switch | NEC | CX-FH5248-PE | HammerOS BootLoader Version 2.1.2 HammerOS Version 2.2(Build 00063)\X0D\X0A on CX-FH5248-PE. | IP-6.5.2 |  | D F |  | D F | D F |  |  | No
.1.3.6.1.4.1.119.1.76.2 | Host | NEC | NEAX2400-IPX | NEC IPX | IP-8.1.1.1 | D P F |  |  | D F | D F |  |  | No
.1.3.6.1.4.1.119.2.3.123 | Host | NEC | NC-Series | NC Series | IP-6.5.3.11 | D P F |  |  | D F | D F |  |  | No
.1.3.6.1.4.1.119.1.76.3 | Switch | NEC | NEAX2000IPS IP PBX | IPS | IP-6.0.2 | D F |  |  | D F | D F |  |  | No
.1.3.6.1.4.1.119.2.3.76.2 | Host | NEC | NEC-Call-Manager | NEC Corporation. | IP-9.4.2 | D P F |  |  | D F | D F |  |  | No
.1.3.6.1.4.1.789.2.3 | FileServer | NETAPP | NetApp FAS2020A | NetApp Release 8.0.2P6 7-Mode: Fri Jan 27 14:48:08 PST 2012 | IP-9.1/IP-8.1.4 | D P F |  |  | D F | D F |  |  | No | [7 empty] | D P |  |  | D F | D P
.1.3.6.1.4.1.789.2.1 | FileServer | NETAPP | R200 | NetApp Release 6.5D1X13: Thu Dec 1 09:51:28 PST 2005 | IP-8.1.1.1 | D P F |  |  | D F | D F |  |  | No | [7 empty] | D P
.1.3.6.1.4.1.5528.30.1006 | Host | NETBOTZ | RackBotz 303 Appliance | NetBotz RackBotz 303 Appliance; FV: A1_3_77_151-20031015P HR: REV A00 MD: 11/19/2002; MC: TEX | IP-7.0.2 | D P F |  |  | D F | D F |  |  | No
.1.3.6.1.4.1.5528.100.20.10.2015 | Host | NETBOTZ | NetBotz-Wall-Monitor-455 | Linux inbgnb04_netbotzC39554 2.6.12 #307 Wed Oct 21 14:06:44 EDT 2009 ppc | IP-9.1/IP-8.1.4 | D P F |  |  | D F | D F |  |  | No
.1.3.6.1.4.1.5528.30.1007 | Host | NETBOTZ | WallBotz 310 Appliance | NetBotz WallBotz 310 Appliance; FV: A1_3_63_127-20021016P HR: REV A14 MD: 11/18/2002; MC: TEX | IP-7.0.2 | D P F |  |  | D F | D F |  |  | No
.1.3.6.1.4.1.23022.100.1.6 | Switch | NETOPTICS | iBypass10 | 10G iBypass Switch with Heartbeat | IP-9.4 |  | D F |  | D F | D F |  |  | No
.1.3.6.1.4.1.23022.2.8 | Switch | NETOPTICS | 3400-Call-Director |  | IP-9.2.1 |  | D P F |  | D F | D F |  |  | No |  |  |  | D F |  |  |  | D P |  | D P
.1.3.6.1.4.1.23022.100.1.9 | LoadBalancer | NETOPTICS | xBalancer | xBalancer | IP-9.4 |  | D F |  | D F | D F |  |  | No | [9 empty] | D
.1.3.6.1.4.1.23022.100.1.13 | LoadBalancer | NETOPTICS | xStream40 | xStream40 Load Balancing | IP-9.4 | D P F |  |  | D F | D F |  |  | No
.1.3.6.1.4.1.141.1.1.4590 | Probe | NETSCOUT | InfiniStream-4590D | InfiniStream Model 4590D - CDM 5.4.0 (Build 431) | IP-9.4.2 | D P F |  |  | D F | D F |  |  | No
.1.3.6.1.4.1.141.1.1.9901 | Probe | NETSCOUT | Netscout-Probe-9901 | NetScout Model 9901RET CDM 4.6.0 (Build 630) | IP-9.3 | D F |  |  | D F | D F |  |  | No
.1.3.6.1.4.1.141.1.1.9905 | Probe | NETSCOUT | Netscout-nGenius-Probe9905 | NetScout Model 9905RET CDM 4.9.0 (Build 686) | IP-9.3 | D F |  |  | D F | D F |  |  | No
.1.3.6.1.4.1.141.1.1.6986 | Host | NETSCOUT | NetScout6986 | NetScout Model 6986 nGenius InfiniStream CDM 4.5.0 (Build 432) | IP-9.3 | D P F |  |  | D F | D F |  |  | No
.1.3.6.1.4.1.141.1.1.9911 | Probe | NETSCOUT | 9911LET | NetScout Model 9911LET CDM 4.9.0 (Build 686) | IP-9.3 | D F |  |  | D F | D F |  |  | No
.1.3.6.1.4.1.141.1.1.49 | Probe | NETSCOUT | NetScout49XX | NetScout Model 49XX CDM 4.3.0 (Build 160) | IP-9.3 | D P F |  |  | D F | D F |  |  | No
.1.3.6.1.4.1.141.1.1.9912 | Probe | NETSCOUT | NetScout9912LET | NetScout Model 9912LET CDM 4.9.0 (Build 686) | IP-9.3 | D F |  |  | D F | D F |  |  | No
.1.3.6.1.4.1.141.1.1.0 | Probe | NETSCOUT | Netscout-6050 | NetScout Model nGenius NSP V6.1.2 (Build 118) | IP-9.3 | D F |  |  | D F | D F |  |  | No
.1.3.6.1.4.1.141.1.1.6980 | Probe | NETSCOUT | NetScout6980B | NetScout Model 6980B nGenius InfiniStream CDM 4.7.0 (Build 476) | IP-9.3 | D P F |  |  | D F | D F |  |  | No
.1.3.6.1.4.1.141.1.1.9281 | Probe | NETSCOUT | 9281LET | NetScout Model 9281LET CDM 4.3.0 (Build 121) | IP-7.0.3.11 | D F |  |  | D F | D F |  |  | No
.1.3.6.1.4.1.141.1.1.9320 | Host | NETSCOUT | 9320 | NetScout Model 9320 OC3/OC12 CDM 4.2.0 (Build 115_9) | IP-7.0.3.17 | D F |  |  | D F | D F |  |  | No | [9 empty] | D
.1.3.6.1.4.1.141.1.1.2221 | Probe | NETSCOUT | 2221 | NetScout Model 2221LET CDM 4.3.0 (Build 131) | IP-9.1/IP-8.1.4 | D P F |  |  | D F | D F |  |  | No
.1.3.6.1.4.1.141.1.1.7990 | Probe | NETSCOUT | InfiniStream Model 7990 | InfiniStream Model 7990 - CDM 5.4.0 (Build 431) | IP-9.4.2 | D P F |  |  | D F | D F |  |  | No
.1.3.6.1.4.1.141.1.1.6995 | Host | NETSCOUT | NetScout6995B | NetScout Model 6995B nGenius InfiniStream CDM 4.9.0 (Build 828) | IP-9.3 | D P F |  |  | D F | D F |  |  | No
.1.3.6.1.4.1.141.1.1.9900 | Probe | NETSCOUT | Netscout-Probe-9900T | NetScout Model 9900T CDM 4.9.0 (Build 686) | IP-9.3 | D F |  |  | D F | D F |  |  | No
.1.3.6.1.4.1.141.1.1.9400 | Probe | NETSCOUT | 9400L | NetScout Model 9400L CDM 4.0.0 (Build 119) | IP-7.0.3.11 | D P F |  |  | D F | D F |  |  | No
.1.3.6.1.4.1.141.1.1.69 | Probe | NETSCOUT | NetScout69XX | NetScout Model 69XX nGenius InfiniStream CDM 4.7.0 (Build 476) | IP-9.3 | D F |  |  | D F | D F |  |  | No
.1.3.6.1.4.1.141.1.1.9981 | Host | NETSCOUT | 9981PET | NetScout Model 9981PET CDM 4.3.0 (Build 151) | IP-7.0.3.17 | D F |  |  | D F | D F |  |  | No | [9 empty] | D
.1.3.6.1.4.1.141.1.1.2916 | Probe | NETSCOUT | 2916 | NetScout Model 2916 nGenius InfiniStream CDM 4.9.0 (Build 688) | IP-9.1/IP-8.1.4 | D F |  |  | D F | D F |  |  | No
.1.3.6.1.4.1.37560.1.8 | Switch | NETSCOUT | 1500 Series Packet Flow Switch | Linux PFS1524-BOX-1 2.6.22 #23 Tue Dec 21 16:45:13 America/LosAngeles 2010 ppc | IP-9.1/IP-8.1.4 | D P F |  |  | D F | D F |  |  | No | [7 empty] | D P | D P | D |  | D
.1.3.6.1.4.1.141.1.1.9985 | Host | NETSCOUT | NetScout9985 | NetScout Model 9985P2ET CDM 4.9.0 (Build 686) | IP-9.3 | D F |  |  | D F | D F |  |  | No
.1.3.6.1.4.1.141.1.1.9915 | Probe | NETSCOUT | 9915RET | NetScout Model 9915RET CDM 4.3.0 (Build 121) | IP-7.0.3.11 | D F |  |  | D F | D F |  |  | No
.1.3.6.1.4.1.141.1.1.6910 | Host | NETSCOUT | NetScout6910 | NetScout Model 6910 nGenius InfiniStream CDM 4.5.0 (Build 438) | IP-7.0.3.18 | D P F |  |  | D F | D F |  |  | No
.1.3.6.1.4.1.141.1.1.9221 | Probe | NETSCOUT | NetScout9221LET | NetScout Model 9221LET CDM 4.9.0 (Build 686) | IP-9.3 | D F |  |  | D F | D F |  |  | No
.1.3.6.1.4.1.141.1.1.6998 | Host | NETSCOUT | NetScout6998C | NetScout Model 6998C nGenius InfiniStream CDM 4.9.0 (Build 828_0404) | IP-9.3 | D P F |  |  | D F | D F |  |  | No
.1.3.6.1.4.1.141.1.1.4995 | Probe | NETSCOUT | NetScout4995 | NetScout Model 4995 CDM 4.3.0 (Build 160) | IP-9.3 | D P F |  |  | D F | D F |  |  | No
.1.3.6.1.4.1.141.1.1.3200 | Probe | NETSCOUT | 3200P2 | NetScout Model 3200P2 CDM 4.9.0 (Build 811) | IP-9.1/IP-8.1.4 | D F |  |  | D F | D F |  |  | No
.1.3.6.1.4.1.141.1.1.4990 | Probe | NETSCOUT | NetScout4990 | NetScout Model 4990 CDM 4.3.0 (Build 160) | IP-9.3 | D P F |  |  | D F | D F |  |  | No
.1.3.6.1.4.1.141.1.1.4986 | Probe | NETSCOUT | NetScout4986 | NetScout Model 4986 CDM 4.3.0 (Build 160) | IP-9.3 | D F |  |  | D F | D F |  |  | No
.1.3.6.1.4.1.3224.1.30 | Firewall | NETSCREEN | SSG5ISDN | SSG5-ISDN version 5.4.0r1.0 (SN: 0169102006000677 Firewall+VPN) | IP-7.0.3 | D F |  |  | D F | D F |  |  | No | [7 empty] | D P | D P | D
.1.3.6.1.4.1.3224.1.55 | Firewall | NETSCREEN | SSG350 | SSG-350 version 6.0.0z (SN: JN10C0C98ADE Firewall+VPN) | IP-7.0.3 | D F |  |  | D F | D F |  |  | No | [7 empty] | D P | D P | D
.1.3.6.1.4.1.3224.1.35 | Firewall | NETSCREEN | SSG-20 | SSG20 version 5.4.0r1.0 (SN: 0164092006001570 Firewall+VPN) | IP-7.0.3 | D P F |  |  | D F | D F |  |  | No | [7 empty] | D P | D P | D
.1.3.6.1.4.1.3224.1.51 | Firewall | NETSCREEN | SSG-550 | SSG-550 version 6.2.0r4.0 (SN: JN10E54ACADB Firewall+VPN) | IP-8.1.2 | D F |  |  | D F | D F |  |  | No |  |  |  | D F | D F | D F |  | D P | D P | D
.1.3.6.1.4.1.3224.1.10 | Firewall | NETSCREEN | NetScreen-208 | NetScreen-208 version 5.0.0r10.0 (SN: 0043022003000108 Firewall+VPN) | IP-8.1.2 | D F |  |  | D F | D F |  |  | No | [7 empty] | D P | D P | D
.1.3.6.1.4.1.3224.1.13 | Firewall | NETSCREEN | NetScreen-5200 | NetScreen-5000 version 6.0.0r6-fq7.0 (SN: 0040042003000015 Firewall+VPN) | IP-7.0.3 | D F |  |  | D F | D F |  |  | No | [7 empty] | D P | D P | D
.1.3.6.1.4.1.3224.1.28 | Firewall | NETSCREEN | NetScreen-ISG-1000 | NetScreen-ISG 1000 version 6.1.0r5.0 (SN: 0133022009000075 Firewall+VPN) | IP-8.1.2 | D P F |  |  | D F | D F |  |  | No |  |  |  | D F | D F | D F |  | D P | D P | D
.1.3.6.1.4.1.3224.1.7 | Firewall | NETSCREEN | NetScreen-50 | NetScreen-50 version 5.2.0r3b.0 (SN: 0019102003000318 Firewall+VPN) | IP-8.1.1.1 | D F |  |  | D F | D F |  |  | No | [7 empty] | D P | D P | D
.1.3.6.1.4.1.3224.1.33 | Firewall | NETSCREEN | SSG5-ISDN-WLAN | SSG5-ISDN-WLAN version 5.4.0r1.0 (SN: 0169072006000104 Firewall+VPN) | IP-7.0.3 | D F |  |  | D F | D F |  |  | No | [7 empty] | D P | D P | D
.1.3.6.1.4.1.3224.1.17 | Firewall | NETSCREEN | NetScreen-5GT-ADSL-AnnexA | NetScreen-5GT-ADSL-AnnexA version 5.4.0r10.0 (SN: 0103082008001085 Firewall+VPN) | IP-9.1/IP-8.1.3 | D P F |  |  | D F | D F |  |  | No | [7 empty] | D P | D P | D
.1.3.6.1.4.1.3224.1.1 | Firewall | NETSCREEN | NetScreen-5XT | NetScreen-5GT | IP-6.0 |  |  |  | D F | D F |  |  | No
.1.3.6.1.4.1.3224.1.31 | Firewall | NETSCREEN | SSG5v92 | SSG5-v92 version 6.0.0r4.0 (SN: 0168082008000024 Firewall+VPN) | IP-7.0.3 | D F |  |  | D F | D F |  |  | No | [7 empty] | D P | D P | D
.1.3.6.1.4.1.3224.1.14 | Firewall | NETSCREEN | NetScreen-5GT | NetScreen-5GT version 5.4.0r10.0 (SN: 0064012007014935 Firewall+VPN) | IP-7.0.3 | D F |  |  | D F | D F |  |  | No | [7 empty] | D P | D P | D
.1.3.6.1.4.1.3224.1.11 | Firewall | NETSCREEN | NetScreenNs5XT | NetScreen-5XT version 5.0.0r3.0 (SN: 0052112002000052 Firewall+VPN) | IP-7.0.3.3 | D F |  |  | D F | D F |  |  | No | [7 empty] | D P | D P | D
.1.3.6.1.4.1.3224.1.50 | Firewall | NETSCREEN | SSG520 | SSG-520 version 6.0.0r2.0 (SN: 0156012006000170 Firewall+VPN) | IP-7.0.3 | D P F |  |  | D F | D F |  |  | No | [7 empty] | D P | D P | D
.1.3.6.1.4.1.3224.1.36 | Firewall | NETSCREEN | NetScreen-SSG20-WLAN | SSG20-WLAN version 6.2.0r1.0 (SN: 0164092006002353 Firewall+VPN) | IP-7.0.3 | D P F |  |  | D F | D F |  |  | No | [7 empty] | D P | D P | D
.1.3.6.1.4.1.3224.1.53 | Firewall | NETSCREEN | SSG-140 | SSG-140 version 5.4.0r4.0 (SN: 0185122007002258 Firewall+VPN) | IP-7.0.3 | D F |  |  | D F | D F |  |  | No | [7 empty] | D P | D P | D
.1.3.6.1.4.1.3224.1.29 | Firewall | NETSCREEN | SSG5 | SSG5-Serial version 5.4.0r10.0 (SN: 0162022008005806 Firewall+VPN) | IP-7.0.3 | D F |  |  | D F | D F |  |  | No | [7 empty] | D P | D P | D
.1.3.6.1.4.1.3224.1.8 | Firewall | NETSCREEN | NetScreen-25 | NetScreen-25 version 5.3.0r3.0 (SN: 0096082005001418 Firewall+VPN) | IP-6.5.3 | D F |  |  | D F | D F |  |  | No | [7 empty] | D P
.1.3.6.1.4.1.3224.1.52 | Firewall | NETSCREEN | SSG-140 | SSG-140 version 6.2.0r2.0 (SN: 0185012007000597 Firewall+VPN) | IP-8.1.2 | D F |  |  | D F | D F |  |  | No |  |  |  | D F |  | D F |  | D P | D P | D
.1.3.6.1.4.1.3224.1.54 | Firewall | NETSCREEN | SSG320 | SSG-320 version 6.0.0ar.s (SN: JN10C5FD2ADD Firewall+VPN) | IP-7.0.3 | D F |  |  | D F | D F |  |  | No | [7 empty] | D P | D P | D
.1.3.6.1.4.1.3224.1.16 | Firewall | NETSCREEN | NetScreen-ISG-2000 | NetScreen-ISG 2000 version 6.2.0r4.0 (SN: 0079102004000021 Firewall+VPN) | IP-8.1.2 | D F |  |  | D F | D F |  |  | No |  |  |  | D F | D F | D F |  | D P | D P | D
.1.3.6.1.4.1.3224.1.9 | Firewall | NETSCREEN | NetScreen-204 | NetScreen-204 version 5.0.0r6.0 (SN: 0029022003000288 Firewall+VPN) | IP-8.1.1.1 | D F |  |  | D F | D F |  |  | No | [7 empty] | D P | D P | D
.1.3.6.1.4.1.3224.1.32 | Firewall | NETSCREEN | SSG5SerialWLAN | SSG5-Serial-WLAN version 6.1.0r1.0 (SN: 0162102006005743 Firewall+VPN) | IP-7.0.3 | D P F |  |  | D F | D F |  |  | No | [7 empty] | D P | D P | D
.1.3.6.1.4.1.3224.1.34 | Firewall | NETSCREEN | SSG5V92WLAN | SSG5-v92-WLAN version 5.4.0r6.0 (SN: 0168062007001382 Firewall+VPN) | IP-7.0.3 | D F |  |  | D F | D F |  |  | No | [7 empty] | D P | D P | D
.1.3.6.1.4.1.3224.1.6 | Firewall | NETSCREEN | NetScreen-500 | NetScreen-500 version 5.2.0r1.0 (SN: 0100022005000159 Firewall+VPN) | IP-8.1.1.1 | D F |  |  | D F | D F |  |  | No | [7 empty] | D P | D P | D
.1.3.6.1.4.1.2021.250.10 | Host | NET-SNMP/UCD | Linux nbrnm 1101 | Linux esx1-hs20-6.qintra.com 2.4.9-vmnix2 #1 Thu May 4 14:57:35 PDT 2006 i686 | IP-6.0 | D P F |  |  | D F | D F |  |  | No | [7 empty] | D P | D P | D P |  | D P
.1.3.6.1.4.1.31645.1.1.1.3 | Host | NETWORK_CRITICAL | SmartNA_SNAM_1U | SmartNA SNAM 1U Filtering | IP-9.3 | D F |  |  | D F | D F |  |  | No
.1.3.6.1.4.1.5713.1.1.2.4 | Host | NIKSUN | NetCVR RMON Device | Niksun Appliance Release 3.1_6 | IP-7.0.1 | D P F |  |  | D F | D F |  |  | No | [9 empty] | D
.1.3.6.1.4.1.94.1.21.2.1.8 | Firewall | NOKIA | Nokia IP650 | IP650 rev AAA06449-413 IPSO calcaneus 3.6-FCS4 releng 1061 08.28.2002-001900 i386 | IP-7.0.2 | D P F |  | D F | D F | D F |  |  | No |  |  |  | D F | D F | D F |  | D P |  | D
.1.3.6.1.4.1.738.1.5.100.1.1.555 | Switch | NOKIA | NokiaESA24 | NOKIA ESA24 software version 3.15.4 Oct 10 2007 - 15:01:08 | IP-8.1.1.1 | D P F | D F |  | D F | D F |  | D | No
.1.3.6.1.4.1.94.1.21.2.1.152 | Firewall | NOKIA | IP282 | IPSO KRO-FW1 6.2-GA039 releng 1 04.14.2010-225515 i386 | IP-9.1/IP-8.1.4 | D P F |  |  | D F | D F |  |  | No |  |  |  | D F | D F | D F |  | D P | D P | D | D F | D
.1.3.6.1.4.1.94.1.21.2.1.148 | Firewall | NOKIA | IPFirewallGA039 | IPSO MAH-HSTINT-FW1b 6.2-GA039 releng 1 04.14.2010-225515 i386 | IP-8.1.1.1 | D P F |  | D F | D F | D F |  |  | No |  |  |  | D F | D F | D F |  | D P | D P | D | D F | D
.1.3.6.1.4.1.94.1.21.2.1.11 | Firewall | NOKIA | IP530 | IP530 rev 00 IPSO npcfwven1b 3.9-BUILD052 releng 1515 05.25.2006-185932 i386 | IP-6.2.3 | D P F |  |  | D F | D F |  |  | No | [7 empty] | D P | D P | D | D F | D
.1.3.6.1.4.1.94.1.21.2.1.138 | Firewall | NOKIA | IP350 | IPSO npcfwxtr1b 3.9-BUILD052 releng 1515 05.25.2006-185932 i386 | IP-6.5.2 | D P F |  | D F | D F | D F |  |  | No |  |  |  | D F | D F | D F |  | D P |  | D
.1.3.6.1.4.1.94.1.21.2.1.139 | Firewall | NOKIA | IPSO | IPSO fw-scomgate02 3.8.1-BUILD033 releng 1519 05.01.2005-224100 i386 | IP-8.1.1.1 | D P F |  | D F | D F | D F |  |  | No |  |  |  | D F | D F | D F |  |  | D P | D | D F | D
.1.3.6.1.4.1.94.1.21.2.1.140 | Firewall | NOKIA | IP1260 | IPSO CFHF1 4.2-BUILD042_HF003 releng 1515 06.29.2007-180524 i386 | IP-6.5.2 | D P F |  | D F | D F | D F |  |  | No |  |  |  | D F | D F | D F |  | D P |  | D
.1.3.6.1.4.1.94.1.21.2.1.1 | Firewall | NOKIA | IP300 | IP1200 rev B01 IPSO ptgppnkpfw44 3.8-BUILD039 releng 1404 07.23.2004-193500 i386 | IP-7.0.3 | D P F |  | D F | D F | D F |  |  | No |  |  |  | D F | D F | D F |  | D P |  | D
.1.3.6.1.4.1.94.1.21.2.1.9 | Firewall | NOKIA | Nokia2-Firewall-1 3.2-fcs4 releng 783 | IP3XX rev IPSO LAB-FW-Nokia330 3.8.1-BUILD045 releng 1519 03.13.2007-005718 i386 | IP-6.0 | D P F |  |  | D F | D F |  |  | No
.1.3.6.1.4.1.94.1.21.2.1.145 | Firewall | NOKIA | IP560 | IPSO DCNCB2CSZSS01 6.2-GA039 releng 1 04.14.2010-225515 i386 | IP-9.1/IP-8.1.4 | D P F |  | D F | D F | D F |  |  | No |  |  |  | D F | D F | D F |  | D P | D P | D | D F | D
.1.3.6.1.4.1.94.1.21.2.1.12 | Firewall | NOKIA | IP740 | IP740 rev A04 IPSO neptune 3.6-FCS13 releng 1063 11.01.2003-072000 i386 | IP-7.0.2 | D P F |  | D F | D F | D F |  |  | No |  |  |  | D F | D F | D F |  | D P |  | D
.1.3.6.1.4.1.94.1.21.2.1.142 | Firewall | NOKIA | IP265 | IP265 rev 1 IPSO mn1fw01 3.9-BUILD041 releng 1515 08.12.2005-222646 i386 | IP-7.0.3.17 | D P F |  |  | D F | D F |  |  | No |  |  |  | D F | D F | D F |  | D P |  | D
.1.3.6.1.4.1.94.1.21.2.1.149 | Firewall | NOKIA | IP1280 | IPSO cpfwn007 4.2-BUILD089a03 releng 1515 10.06.2008-215617 i386 | IP-7.0.3.13 | D P F |  | D F | D F | D F |  |  | No |  |  |  | D F | D F | D F |  | D P |  | D
.1.3.6.1.4.1.94.1.21.2.1.15 | Firewall | NOKIA | IP710 | IP710 rev A04 IPSO bluejaytpca 3.8.1-BUILD028 releng 1518 12.02.2004-222502 i386 | IP-7.0.2 | D P F |  | D F | D F | D F |  |  | No |  |  |  | D F | D F | D F |  | D P |  | D
.1.3.6.1.4.1.94.1.21.2.1.146 | Firewall | NOKIA | IP290 | IPSO CHMGT-00005-F04FW001 6.2-GA039 releng 1 04.14.2010-225515 i386 | IP-8.1.2 | D P F |  |  | D F | D F |  |  | No |  |  |  | D F | D F | D F |  | D P | D P | D | D F | D
.1.3.6.1.4.1.94.1.21.2.1.144 | Firewall | NOKIA | IP390 | IPSO DCNCB2XSZSS01 6.2-GA039 releng 1 04.14.2010-225515 i386 | IP-9.1/IP-8.1.4 | D P F |  | D F | D F | D F |  |  | No |  |  |  | D F | D F | D F |  | D P | D P | D | D F | D
.1.3.6.1.4.1.94.1.21.2.1.147 | Firewall | NOKIA | IP695 | IPSO fw411lu 6.0.7-BUILD046 releng 1 02.28.2009-073237 i386 | IP-8.1.1.1 | D P F |  | D F | D F | D F |  |  | No |  |  |  | D F | D F | D F |  | D P | D P | D | D F | D
.1.3.6.1.4.1.45.3.59.1 | Switch | NORTEL | BayStack 5520-24T | BayStack 5520-24T-PWR HW:02 FW:4.1.0.8 SW:v4.1.0.04 | IP-6.5.3 |  | D P F | D | D F | D F | D | D | Yes |  |  |  | D F | D F |  |  |  |  | D
.1.3.6.1.4.1.2272.52 | Switch | NORTEL | ESU1850 | ESU1850 (3.4.0.1) | IP-9.0/8.1.3 | D F | D P F |  | D F | D F |  |  | Yes | [9 empty] | D
.1.3.6.1.4.1.45.3.46.1 | Switch | NORTEL | BayStack 470-48T | Ethernet Switch 470-48T HW:#01 FW:3.6.0.7 SW:v3.7.0.05 BN:00 ISVN:2 (c) Nortel Networks | IP-9.1/IP-8.1.4 |  | D P F |  | D F | D F |  |  | Yes |  |  |  | D F | D F |  |  | D P | D P | D
.1.3.6.1.4.1.562.3.11.5 | MediaGateway | NORTEL | Voice Media Gateway Card (VGMC) | PR:"CS 1000" SW:"VGMC" BN:"IPL-5.00.31" HW:"ITG-SA" FW:"MC Firmware Rls 8.4" (c) Nortel Networks | IP-7.0.3 | D P F |  |  | D F | D F |  |  | No | [8 empty] | D P | D | D F
.1.3.6.1.4.1.2272.48 | Switch | NORTEL | Passport-8306 | Passport-8306 (2.3.1.0) | IP-7.0.3.9 |  | D P F | D F | D F | D F | D | D | Yes |  |  |  | D F | D F |  |  | D P | D P | D
.1.3.6.1.4.1.1872.1.13.2.1 | Switch | NORTEL | Alteon-3408 | Alteon Application Switch 3408 | IP-6.5.2 | D F | D P F |  | D F | D F | D | D | No |  |  |  |  | D F | D F |  | D P |  | D
.1.3.6.1.4.1.2272.32 | Switch | NORTEL | Passport-8110 | Passport-8110 (3.3.3.7) | IP-8.1.1.1 |  | D P F | D F | D F | D F |  | D | Yes |  |  |  | D F | D F |  |  | D P | D P | D
.1.3.6.1.4.1.2505.1750 | Router | NORTEL | Contivity VPN 1750 | NVR V07_05.300 | IP-7.0.3.17 | D P F |  |  | D F | D F |  |  | Yes | [7 empty] | D P | D P | D |  | D
.1.3.6.1.4.1.45.3.71.6 | Switch | NORTEL | Ethernet Routing Switch | Ethernet Routing Switch 4526GTX-PWR HW:02 FW:5.1.0.7 SW:v5.1.0.000 BN:00 (c) Nortel Networks | IP-8.1.1.1 | D P F | D P F |  | D F | D F |  |  | No
.1.3.6.1.4.1.2272.43 | Switch | NORTEL | ERS-1648T | ERS-1648T (2.1.7.0) | IP-8.1.2 |  | D P F | D F | D F | D F | D | D | Yes | [9 empty] | D P
.1.3.6.1.4.1.45.3.40.1 | Switch | NORTEL | Business Policy Switch 2000 | Business Policy Switch 2000 HW:14 FW:3.0.0.5 SW:v3.1.1.16 ISVN:2 | IP-7.0.2 | D | D P F |  | D F | D F | D | D | Yes | [9 empty] | D
.1.3.6.1.4.1.2272.42 | Switch | NORTEL | Passport-1424T | Passport-1424T (2.1.4.0) | IP-6.2.3 | D F | D P F |  | D F | D F |  | D | Yes | [9 empty] | D
.1.3.6.1.4.1.2272.37 | Switch | NORTEL | Passport-8610 | MERS-8610co (4.2.3.0OE) | IP-7.0.3.7 |  | D P F | D F | D F | D F |  | D | Yes |  |  |  | D F | D F |  |  | D P | D P | D
.1.3.6.1.4.1.562.4.2.1 | Host | NORTEL | DMS Supernode | Northern Telecom: DMS Supernode - Computing Module | IP-6.5.3.11 | D P F |  |  | D F | D F |  |  | No
.1.3.6.1.4.1.2505.1740 | Router | NORTEL | Contivity VPN 1740 | CES V06_05.140 | IP-6.5.2 | D P F |  |  | D F | D F |  |  | Yes | [7 empty] | D P
.1.3.6.1.4.1.26543.1.18.11 | Switch | NORTEL | BNT10GB | BNT Virtual Fabric 10Gb Switch Module for IBM BladeCenter | IP-8.1.1.1 | D F | D P F |  | D F | D F | D |  | No
.1.3.6.1.4.1.562.37.1.7 | Router | NORTEL | Business Communications Manager 4.0 | BCM400 HW: SW: 4.0.2.03 (c) Nortel Networks | IP-7.0.2 | D F |  |  | D F | D F |  |  | No
.1.3.6.1.4.1.562.3.21 | CallServer | NORTEL | CS 1000 Signalling Server | PR:"CS 1000" SW:"Signaling Server" BN:"sse-5.00.31" HW:"ISP1100" (c) Nortel Networks | IP-7.0.3.12 | D P F |  |  | D F | D F |  |  | No | [8 empty] | D P | D | D F
.1.3.6.1.4.1.45.3.52.1 | Switch | NORTEL | BayStack 5510-24T | BayStack 5510-24T HW:03 FW:1.0.0.16 SW:v3.0.1.00 | IP-7.0.3 |  | D P F | D | D F | D F | D | D | Yes |  |  |  | D F | D F |  |  |  |  | D
.1.3.6.1.4.1.45.3.60.1 | Switch | NORTEL | WLAN2270 | Nortel Networks WLAN - Security Switch | IP-8.1.2 |  | D P F | D | D F | D F |  | D | No |  |  |  | D F | D F |  |  |  |  | D
.1.3.6.1.4.1.2272.31 | Switch | NORTEL | Passport-8606 | ERS-8606 (4.1.1.0) | IP-7.0.3.3 |  | D P F | D F | D F | D F | D | D | Yes |  |  |  | D F | D F |  |  | D P | D P | D
.1.3.6.1.4.1.562.3.7 | MediaGateway | NORTEL | MGC | PR:"CS 1000" SW:"MGC" BN:"MGCCAD45" HW:"MGC" (c) Nortel Networks | IP-7.0.3.12 | D P F |  |  | D F | D F |  |  | No | [8 empty] | D P | D | D F
.1.3.6.1.4.1.45.3.65 | Switch | NORTEL | 5530-24TFD | Ethernet Routing Switch 5530-24TFD HW:32 FW:5.0.0.2 SW:v5.0.3.004 BN:00 (c) Nortel Networks | IP-6.5.3 |  | D P F | D | D F | D F | D | D | Yes |  |  |  | D F | D F |  |  |  |  | D
.1.3.6.1.4.1.45.3.51.1 | Switch | NORTEL | Baystack 380-24F | BayStack 380-24F HW:01 FW:3.0.0.2 SW:v3.0.1.04 | IP-7.0.3.9 |  | D P F | D | D F | D F | D | D | Yes |  |  |  | D F | D F |  |  |  |  | D
.1.3.6.1.4.1.45.3.71.1 | Switch | NORTEL | Routing Switch 4548GT-PWR | Ethernet Routing Switch 4548GT HW:03 FW:5.0.1.0 SW:v5.0.1.000 BN:00 (c) Nortel Networks | IP-8.1.1.1 |  | D P F | D | D F | D F | D | D | No |  |  |  | D F | D F |  |  |  |  | D
.1.3.6.1.4.1.1872.1.15 | Switch | NORTEL | Alteon L2-7 GbE | Nortel Networks Layer2-7 GbE Switch Module | IP-7.0.2 | D F | D P F |  | D F | D F |  | D | No |  |  |  |  | D F | D F |  | D P |  | D
.1.3.6.1.4.1.2272.46 | Switch | NORTEL | ESU1800 | ESU1800 (3.4.0.1) | IP-9.0/8.1.3 | D F | D P F |  | D F | D F |  |  | Yes | [9 empty] | D
.1.3.6.1.4.1.562.3.11.2 | Host | NORTEL | ITG | ITG 2.0 Agent | IP-7.0.3.17 | D F |  |  | D F | D F |  |  | No
.1.3.6.1.4.1.1872.1.11.2 | LoadBalancer | NORTEL | Alteon | Released Software Fully supportedAlteon iSD SSL HW:3070 SW:7.1.1.0 | IP-7.0.3.17 | D F |  |  | D F | D F |  |  | No
.1.3.6.1.4.1.562.36.1.1 | Router | NORTEL | Carrier Passport 7440 | Nortel Carrier Passport Model 7440 CP PM H/W: NT0488AA-02 CP IM H/W: NTJS71BA-01 F/W: CF01S1E | IP-7.0.3.13 | D P F |  |  | D F | D F |  |  | No
.1.3.6.1.4.1.562.36.1.2 | Router | NORTEL | Carrier Passport 7480 | Nortel Carrier Passport Model 7480 CP PM H/W: NT0488AA-02 CP IM H/W: NTJS71BA-01 F/W: CF01S1E | IP-7.0.3.17 | D P F |  |  | D F | D F |  |  | No
.1.3.6.1.4.1.2272.44 | Switch | NORTEL | Passport-1612G | Passport-1612G (1.1.0.0) | IP-6.2.3 | D F | D P F |  | D F | D F |  | D | Yes | [9 empty] | D
.1.3.6.1.4.1.562.73.2.2.2.1 | Router | NORTEL | SR 3120 | Nortel SR 3120 Software Version = r931042008 Boot Version = r9.3 | IP-7.0.3.8 | D F |  |  | D F | D F |  |  | No |  |  |  | D F | D F | D F |  |  |  | D
.1.3.6.1.4.1.45.3.57.2 | Switch | NORTEL | BayStack-425-24T | BayStack 425-24T HW:04 FW:3.1.0.5 SW:v3.1.0.04 | IP-6.2.3 |  | D P F | D F | D F | D F | D | D | Yes |  |  |  | D F | D F |  |  |  |  | D
.1.3.6.1.4.1.45.3.71.4 | Switch | NORTEL | 4550T-PWR | Ethernet Routing Switch 4550T-PWR HW:02 FW:5.0.1.0 SW:v5.0.1.000 BN:00 (c) Nortel Networks | IP-7.0.3.5 |  | D F | D | D F | D F |  | D | Yes |  |  |  | D F | D F |  |  |  |  | D
.1.3.6.1.4.1.2272.34 | Switch | NORTEL | Passport-8603 | ERS-8603 (4.1.1.1) | IP-6.2.1 |  | D P F | D | D F | D F | D | D | Yes | [9 empty] | D
.1.3.6.1.4.1.45.3.66 | Switch | NORTEL | Baystack 3510-24T | Ethernet Switch 3510-24T HW:33 FW:4.0.0.7 SW:v4.0.4.00 | IP-6.5.3 |  | D P F | D | D F | D F | D | D | Yes |  |  |  | D F | D F |  |  |  |  | D
.1.3.6.1.4.1.562.3.13 | Host | NORTEL | ECM | PR:"CS 1000" SW:"ECM" BN:"5.00.31" HW:"IBM 306M" (c) Nortel Networks | IP-7.0.3.1 | D P F |  |  | D F | D F |  |  | No | [8 empty] | D P | D |  | D P
.1.3.6.1.4.1.2272.30 | Switch | NORTEL | Passport-8610 | Passport-8610 (3.7.8.0) | IP-7.0 |  | D P F | D F | D F | D F | D | D | Yes |  |  |  | D F | D F |  |  | D P | D P | D
.1.3.6.1.4.1.1872.1.13.1.4 | Switch | NORTEL | Alteon-2424-SSL | Alteon Application Switch 2424-SSL | IP-6.5.2 | D F | D P F |  | D F | D F |  | D | No |  |  |  |  | D F | D F |  | D P |  | D
.1.3.6.1.4.1.26543.1.18.5 | Switch | NORTEL | 10GB Switch Module | Nortel 1/10Gb Uplink Ethernet Switch Module | IP-8.1.1.1 | D F | D P F |  | D F | D F | D |  | No
.1.3.6.1.4.1.2505.1050 | Router | NORTEL | Contivity-VPN-1050 | NVR V08_05.250 | IP-9.3 | D P F |  |  | D F | D F |  |  | No | [7 empty] | D P | D P | D |  | D
.1.3.6.1.4.1.562.73.2.2.4.1.1 | Router | NORTEL | SR4134 | Nortel SR 4134 SNMP Agent Software Version = 10.1.0.0 Boot Version = 0.0.0.29 | IP-7.0.3.15 | D P F |  |  | D F | D F |  |  | No |  |  |  | D F | D F |  |  |  |  | D
.1.3.6.1.4.1.1872.1.13.2.3 | Switch | NORTEL | Alteon-3408-DC | Nortel Application Switch 3408 DC | IP-9.0/8.1.3 | D P F | D P F |  | D F | D F |  | D | No |  |  |  |  | D F | D F |  | D P |  | D
.1.3.6.1.4.1.45.3.72.1 | Switch | NORTEL | Ethernet Routing Switch 2526T | Ethernet Routing Switch 2526T HW:02 FW:1.0.0.9 SW:v4.0.0.000 BN:00 (c) Nortel Networks | IP-7.0.3.8 |  | D P F | D | D F | D F | D | D | Yes |  |  |  | D F | D F |  |  |  |  | D
.1.3.6.1.4.1.2272.47 | Switch | NORTEL | Passport-8310 | Passport-8310 (2.3.2.0) | IP-7.0.3.7 |  | D P F | D F | D F | D F | D | D | Yes |  |  |  | D F | D F |  |  | D P | D P | D
.1.3.6.1.4.1.562.3 | CallServer | NORTEL | CS 1000E Call Server | PR:"CS 1000E" SW:"Call Server Sys 3621" BN:"5.00W" HW:"CP-P4" (c) Nortel Networks | IP-7.0.3.12 | D F |  |  | D F | D F |  |  | No | [7 empty] | D P |  | D | D F
.1.3.6.1.4.1.2505.5000 | Switch | NORTEL | CES-5000 | CES V06_05.214 | IP-9.0/8.1.3 | D F | D P F |  | D F | D F |  |  | Yes | [7 empty] | D P | D P | D |  | D
.1.3.6.1.4.1.562.3.14 | CallServer | NORTEL | Nortel CS1K-60 | PR:"CS 1000" SW:"CS+SS+EM Backup Server" BN:"6.00.18" HW:"Nortel CPPMv1" (c) Nortel Networks | IP-8.1.1.1 | D P F |  |  | D F | D F |  |  | No | [7 empty] | D P | D P | D |  | D P
.1.3.6.1.4.1.45.3.59.2 | Switch | NORTEL | BayStack_5520-48T | Ethernet Routing Switch 5520-48T-PWR HW:36 FW:5.0.0.4 SW:v5.1.2.034 BN:34 (c) Nortel Networks | IP-9.0/8.1.3 |  | D P F | D F | D F | D F | D | D | Yes |  |  |  | D F | D F |  |  | D P | D P | D
.1.3.6.1.4.1.45.3.54.1 | Switch | NORTEL | BayStack 470-24T | Ethernet Switch 470-24T HW:05 FW:3.6.0.6 SW:v3.6.4.09 BN:9 ISVN:2 (c) Nortel Networks | IP-6.2.2 |  | D P F | D | D F | D F | D | D | Yes | [9 empty] | D
.1.3.6.1.4.1.1872.1.18.1 | Switch | NORTEL | Alteon L2/3 GbE | Nortel Networks Layer2-3 GbE Switch Module(Copper) | IP-6.5.2 | D F | D P F |  | D F | D F | D | D | No | [7 empty] | D P |  | D
.1.3.6.1.4.1.45.3.71.2 | Switch | NORTEL | Routing Switch 4548GT-PWR | Ethernet Routing Switch 4548GT-PWR HW:01 FW:5.0.1.0 SW:v5.0.1.001 BN:01 (c) Nortel Networks | IP-7.0.3.16 |  | D P F | D | D F | D F | D | D | No |  |  |  | D F | D F |  |  |  |  | D
.1.3.6.1.4.1.562.3.12 | Host | NORTEL | NRS | PR:"CS 1000" SW:"NRS" BN:"5.00.31" HW:"IBM 306M" (c) Nortel Networks | IP-7.0.3.1 | D P F |  |  | D F | D F |  |  | No | [8 empty] | D P | D |  | D P
.1.3.6.1.4.1.2505.2700 | Router | NORTEL | Contivity Extranet Switch V04_75.100 | CES V06_05.140 | IP-6.0.1 | D P F |  |  | D F | D F |  |  | No
.1.3.6.1.4.1.1872.1.13.3.3 | Switch | NORTEL | Alteon-4408 | Alteon Application Switch 4408 | IP-9.0/8.1.3 | D F | D P F |  | D F | D F |  | D | No |  |  |  |  | D F | D F |  | D P |  | D
.1.3.6.1.4.1.23.100.1 | Host | NOVELL | Novell IChain 2.3 | Novell NetWare 5.60.05 May 27 2004 HP Proliant DL380 | IP-8.1.1.1 | D P F |  |  | D F | D F |  |  | No | [7 empty] | D P | D P | D | D F | D P
.1.3.6.1.4.1.23.1.6.4.11 | Host | NOVELL | Novell NewWare 4.11 | Novell NetWare 5.00.10 December 9 2003 Dell System PowerEdge 2650 Service Tag: 8NSLD21 | IP-7.0.2 | D F |  |  | D F | D F |  |  | No | [7 empty] | D P | D P | D | D F | D P
.1.3.6.1.4.1.23.1.6 | Host | NOVELL | Novell NetWare 5.00.10 | Novell NetWare 5.00.10 February 27 2003 | IP-7.0.2 | D F |  |  | D F | D F |  |  | No | [7 empty] | D P | D P | D | D F | D P
.1.3.6.1.4.1.23.1.6.5 | Host | NOVELL | Novell NewWare 5.00g | Novell NetWare 5.00.09 September 21 2000 null | IP-7.0.2 | D F |  |  | D F | D F |  |  | No | [7 empty] | D P | D P | D | D F | D P
.1.3.6.1.4.1.7342.1.1 | Host | OMNITRON | Media Converter | iConverter | IP-7.0.2 | D P F |  |  | D F | D F |  |  | No
.1.3.6.1.4.1.3052.40.1.1 | Host | OMNITRONIX | SL100 |  | IP-8.1.2 | D F |  |  | D F | D F |  |  | No
.1.3.6.1.4.1.13191.1.1.7 | Router | ONEACCESS-NETWORKS | One20M | ONEOS6-ADVIP-V4.2R5E15_A06_A4 | IP-9.1/IP-8.1.4 | D P F |  |  | D F | D F |  |  | No
.1.3.6.1.4.1.776.1120 | Switch | ONEACCESS-NETWORKS | 1424X | 1424 XM4TE SHDSL-4P 2ETH-4P HWA RTC 64M T2961/00100 20/06/11 21:47 | IP-9.1/IP-8.1.3 | D F | D P F |  | D F | D F |  |  | No
.1.3.6.1.4.1.13191.1.1.70 | Router | ONEACCESS-NETWORKS | One270 | ONEOS11-VOIP_H323-V4.3R6E19 | IP-9.3 | D P F |  |  | D F | D F |  |  | No
.1.3.6.1.4.1.36.2.15.22.1 | Host | OPENVMS | HP-rx2660 | s1gyvmsp01.ntrs.com HP rx2660 (1.67GHz/9.0MB) IA64 OpenVMS V8.3-1H1 HP TCP/IP Services for OpenVMS | IP-8.1.2 | D F |  |  | D F | D F |  |  | No | [7 empty] | D P | D P | D | D F
.1.3.6.1.4.1.21798.1 | Host | ORACLE | Netra X3-2 | Covergence Session Manager | IP-9.1/IP-8.1.3 | D P F |  |  | D F | D F |  |  | No
.1.3.6.1.4.1.7950.1.1.16 | Switch | OVERTURE-NETWORKS | ISG 6000 | Overture ISG 6000 version x.n.n.n | IP-9.2.2 | D P F | D P F | D F | D F | D F |  |  | No |  |  |  | D F | D F | D F | D F | D P | D P | D
.1.3.6.1.4.1.7950.1.1.10 | Router | OVERTURE-NETWORKS | ISG180 | ISG180 | IP-7.0.2 | D P F |  |  | D F | D |  |  | No
.1.3.6.1.4.1.7950.1.1.16.0 | Switch | OVERTURE-NETWORKS | ISG 6000 |  | IP-7.0.3.18 |  |  |  | D F | D F |  |  | No |  |  |  | D F | [5 empty] | D
.1.3.6.1.4.1.2334.1.1.19 | Probe | PACKETEER | PacketShaper-3500 | Blue Coat PacketShaper 9.2.9 | IP-9.4.2 | D P F | D P F |  | D F | D F |  |  | No |  |  |  | D F | D F |  | D F | D P | D P
.1.3.6.1.4.1.2334.1.1.20 | Probe | PACKETEER | PacketShaper-7500 | Packeteer PacketShaper 7.3.1 | IP-9.4.2 | D F | D F |  | D F | D F |  |  | No |  |  |  | D F | D F |  | D F
.1.3.6.1.4.1.2334.1.1.11 | Probe | PACKETEER | PacketShaper |  | IP-6.2.3 | D P F |  |  | D F | D F |  |  | No
.1.3.6.1.4.1.2334.1.1.17 | Probe | PACKETEER | 10000 | Packeteer PacketShaper 7.3.1 | IP-7.0.2 | D F |  |  | D F | D F |  |  | No
.1.3.6.1.4.1.2334.1.1.22 | Router | PACKETEER-PACKETSHAPER | 821 | Packeteer PacketShaper 8.2.1 | IP-8.1.2 | D P F |  |  | D F | D F |  |  | No
.1.3.6.1.4.1.388.11.1.3 | Switch | PACKETEER-PACKETSHAPER | AP6-825 | Symbol AP5181 HW=D SW=2.2.0.0-023R MIB=01g12 | IP-8.1.2 | D F |  |  | D F | D F |  |  | No
.1.3.6.1.4.1.927.3.4.2 | Router | PAIRGAIN | REX2 | Campus-REX2 | IP-7.0.3.11 | D P F |  |  | D F | D F |  |  | No
.1.3.6.1.4.1.927.3.4.1 | Router | PAIRGAIN | REX | Campus-REX Version 2.22 11-25-1996 | IP-7.0.3.11 | D P F |  |  | D F | D F |  |  | No
.1.3.6.1.4.1.25461.2.3.34 | Firewall | PAN | PA-7080 | Palo Alto Networks PA-7000 series firewall | IP-9.4.2 | D P F |  |  | D F | D F |  |  | No | [7 empty] | D P | D P | D
.1.3.6.1.4.1.25461.2.3.30 | Firewall | PAN | M-100 | Palo Alto Networks M-Series Appliance | IP-9.4 | D P F |  |  | D F | D F |  |  | No | [7 empty] | D P | D P | D
.1.3.6.1.4.1.25461.2.3.11 | Firewall | PAN | PA-5000series | Palo Alto Networks PA-5000 series firewall | IP-9.1/IP-8.1.3 | D F |  |  | D F | D F |  |  | No | [7 empty] | D P |  | D
.1.3.6.1.4.1.25461.2.3.2 | Firewall | PAN | PA-4000 series | Palo Alto Networks PA-4000 series firewall | IP-8.1.2 | D P F |  |  | D F | D F |  |  | No | [7 empty] | D P |  | D
.1.3.6.1.4.1.25461.2.3.5 | Firewall | PAN | PA-4000series | Palo Alto Networks PA-4000 series firewall | IP-9.1/IP-8.1.3 | D P F |  |  | D F | D F |  |  | No | [7 empty] | D P |  | D
.1.3.6.1.4.1.25461.2.3.18 | Firewall | PAN | PA-3020 | Palo Alto Networks PA-3000 series firewall | IP-9.4.2 | D P F |  |  | D F | D F |  |  | No | [7 empty] | D P | D P | D
.1.3.6.1.4.1.25461.2.3.1 | Firewall | PAN | PA4000 | Palo Alto Networks PA-4000 series firewall | IP-8.1.2 | D P F |  |  | D F | D F |  |  | No | [7 empty] | D P |  | D
.1.3.6.1.4.1.25461.2.3.19 | Firewall | PAN | PA-3060 | Palo Alto Networks PA-3000 series firewall | IP-9.4.2 | D P F |  |  | D F | D F |  |  | No | [7 empty] | D P | D P | D
.1.3.6.1.4.1.25461.2.3.17 | Firewall | PAN | PA-3050 | Palo Alto Networks PA-3000 series firewall | IP-9.2.1 | D P F |  |  | D F | D F |  |  | No | [7 empty] | D P |  | D
.1.3.6.1.4.1.25461.2.3.8 | Firewall | PAN | PA-5060 | Palo Alto Networks PA-5000 series firewall | IP-9.2.1 | D P F |  |  | D F | D F |  |  | No | [7 empty] | D P |  | D
.1.3.6.1.4.1.25461.2.3.3 | Firewall | PAN | PA-2050 | Palo Alto Networks PA-2000 series firewall | IP-9.1/IP-8.1.3 | D P F |  |  | D F | D F |  |  | No | [7 empty] | D P |  | D
.1.3.6.1.4.1.25461.2.3.4 | Firewall | PAN | PA-2000 | Palo Alto Networks PA-2000 series firewall | IP-8.1.2 | D P F |  |  | D F | D F |  |  | No | [7 empty] | D P |  | D
.1.3.6.1.4.1.25461.2.3.12 | Firewall | PAN | PA-200 | Palo Alto Networks PA-200 series firewall | IP-9.2 | D P F |  |  | D F | D F |  |  | No | [7 empty] | D P |  | D
.1.3.6.1.4.1.25461.2.3.6 | Firewall | PAN | PA-500 | Palo Alto Networks PA-500 series firewall | IP-9.1/IP-8.1.3 | D P F |  |  | D F | D F |  |  | No | [7 empty] | D P |  | D
.1.3.6.1.4.1.25461.2.3.9 | Firewall | PAN | PA-5000series | Palo Alto Networks PA-5000 series firewall | IP-9.1/IP-8.1.4 | D P F |  |  | D F | D F |  |  | No | [7 empty] | D P |  | D
.1.3.6.1.4.1.25461.2.3.35 | Firewall | PAN | M-500 | Palo Alto Networks M-Series Appliance | IP-9.4.2 | D P F |  |  | D F | D F |  |  | No | [7 empty] | D P | D P | D
.1.3.6.1.4.1.1795.1.14.2.4.5.3 | Probe | PARADYNE | T3 DSU/CSU Model 9520-II | PARADYNE T3 FrameSaver SLV; Model: 9520-II; S/W Release: 01.03.14; NAM CCA number: 9520-0A2; Serial number: 5526031 | IP-6.0.2 | D P F |  |  | D F | D F |  |  | No
.1.3.6.1.4.1.1795.1.14.2.5.1.2 | Router | PARADYNE | DDS/DSU | PARADYNE DDS Leased Line DSU; model: 7612-A1-201; S/W Release: 01.05.00; H/W Revision: 2248-80B; Serial number: 5033255 | IP-6.5.2 | D P F |  |  | D F | D F |  |  | No
.1.3.6.1.4.1.1795.1.14.2.4.4.7.3 | Probe | PARADYNE | 9126-IISAPL | PARADYNE T1 iMarc SLV; Model: 9126-IIAPL; S/W Release: 02.03.00; NAM CCA number: 5769-80A; Serial number: 5655657 | IP-7.0.1 | D P F |  |  | D F | D F |  |  | No
.1.3.6.1.4.1.1795.1.14.2.4.5.1 | Host | PARADYNE | T3 DSU/CSU Model 9580 | PARADYNE FR/ATM T3 DSU Access Product; Model: 9580; S/W Release: 01.01.07; CCA number: 604r-03A; Serial number: 4708552; DTE number: 3523-80A; T3 nu | IP-7.0 | D P F |  |  | D F | D F |  |  | No
.1.3.6.1.4.1.1768.100.4.9.1 | Router | PATTON | SN4634-3BIS | SN4634/3BISHardware Release 11 Version 1 Software R5.6 2010-07-15 H323 SIP BRI. | IP-9.1/IP-8.1.3 | D P F |  |  | D F | D F |  |  | No
.1.3.6.1.4.1.7428.3.1.7 | Hub | POWERDSINE | PD-6006/AC/SNMP-PoE Hub | POL AGENT Version 1.2.23 Built date:Nov 16 2004 | IP-6.5.2 | D P F |  |  | D F | D F |  |  | No
.1.3.6.1.4.1.534.1 | Host | POWERWARE | ConnectUPS | ConnectUPS Web/SNMP Card V3.18 | IP-6.5.2 | D P F |  |  | D F | D F |  |  | No
.1.3.6.1.4.1.15397.2 | Host | PROCERA | PL1422 | Linux r21capapl01-sm1 3.4.18-pl-hugin_64 #1 SMP Thu Mar 7 10:54:53 CET 2013 x86_64 | IP-9.4 | D P F |  |  | D F | D F |  |  | No | [7 empty] | D P | D P | D |  | D P
.1.3.6.1.4.1.11898.2.4.9 | Bridge | PROXIM | Tsunami MP11a | Tsunami MP.11 5054 v2.3.0(169) SN-05AT31590231 | IP-7.0.2 | D F | D F |  | D F | D F | D |  | No
.1.3.6.1.4.1.1663.1.1.1.1.21 | Switch | QLOGIC | Fibre Channel Switch | QLogic 6-port Enterprise Fibre Channel Switch Module for IBM eServer BladeCenter (TM) | IP-8.1.2 |  | D F | D F | D F | D F |  |  | No | [7 empty] | D P | D P | D
.1.3.6.1.4.1.3833.1.7.255.2 | Host | QUANTUM | 140-NOE-771-00 | Schneider Quantum Ethernet TCP/IP Communications Module | IP-7.0.2 | D F |  |  | D F | D F |  |  | No
.1.3.6.1.4.1.300.200 | Router | QUICK_EAGLE | 4300/5800 | Quick Eagle 4335 E1 Access Router | IP-6.5.2 | D P F |  |  | D F | D F |  |  | No
.1.3.6.1.4.1.6618.1.1.10 | Host | QUINTUM | Tenor DX |  | IP-8.1.1.1 | D P F |  |  | D F | D F |  |  | Yes
.1.3.6.1.4.1.164.6.1.3.148 | Router | RAD | LRS-102 | LRS-102/B HW: 0.0 SW: 3.44 | IP-9.2.1 | D P F |  |  | D F | D F |  |  | No
.1.3.6.1.4.1.164.6.1.6.33 | Switch | RAD | ETX-203AM | ETX-203AM Hw: 1.0/ Sw: 5.5.0(0.53) | IP-9.4 | D F | D P F |  | D F | D F |  |  | No |  |  |  | D F | D F |  |  | D P | D P | D
.1.3.6.1.4.1.164.6.1.3.120 | Router | RAD | MP-4100 | MP-4100 HW: 0 SW: 4.00.02 | IP-9.4 | D P F |  |  | D F | D F |  |  | No
.1.3.6.1.4.1.164.6.1.3.157 | MediaGateway | RAD | Vmux2120 | Vmux 2120 HW Rev : 00.0 SW Ver : 01.06 | IP-8.1.2 |  | D P F |  | D F | D F |  |  | No
.1.3.6.1.4.1.164.6.1.3.79 | Router | RAD | OPT3 | OP-T3; SW VERSION 3.01; HW revision 'D' | IP-6.x | D F |  |  | D F | D F |  |  | No
.1.3.6.1.4.1.164.6.1.6.30 | Switch | RAD | ETX-205A | ETX-205A Hw: 0.1/A Sw: 5.7.0(0.83) | IP-9.4.2 | D F | D P F |  | D F | D F |  |  | Yes |  |  |  | D F |  |  |  | D P | D P | D
.1.3.6.1.4.1.164.6.1.3.168 | Switch | RAD | ETX-5300A | ETX-5300A HW Version: 0.0 SW Version: 1.5.0(1.84) | IP-9.4 | D F | D P F |  | D F | D F |  |  | No |  |  |  |  | D F |  |  |  |  | D
.1.3.6.1.4.1.164.6.1.6.24 | Switch | RAD | ETX-204A | nlvgnvaf Hw: 2.01 Sw: 2.234 | IP-9.4 | D F | D P F |  | D F | D F |  |  | Yes |  |  |  | D F | D F |  |  | D P | D P | D
.1.3.6.1.4.1.164.6.1.6.21 | Switch | RAD | ETX-202AH | nlvgnvbv Hw: 2.01 Sw: 2.40.9 | IP-9.4 |  | D P F |  | D F | D F |  |  | No |  |  |  | D F | D F |  |  | D P | D P | D
.1.3.6.1.4.1.164.6.1.6.12 | Switch | RAD | ETX-202A | OTEF-202 Hw: 1.01 Sw: 1.801.1 | IP-9.4 | D F | D P F |  | D F | D F |  |  | No |  |  |  | D F | D F |  |  | D P | D P | D
.1.3.6.1.4.1.1872.1.13.3.6 | Switch | RADWARE | Alteon10000 | Alteon Application Switch 10000 | IP-9.1/IP-8.1.4 | D P F | D P F | D F | D F | D F |  |  | No |  |  |  | D F | D F | D F |  | D P | D P | D
.1.3.6.1.4.1.89.1.1.62.3 | LoadBalancer | RADWARE | Web Server Director DS | Web Server Director DS Cookie Persistency (512 farms) | IP-8.1.2 | D P F | D P F |  | D F | D F |  |  | No
.1.3.6.1.4.1.89.1.1.62.19 | Firewall | RADWARE | AppXcel | AppXcel | IP-9.0/8.1.3 | D P F |  |  | D F | D F |  |  | No
.1.3.6.1.4.1.1872.1.13.3.2.1 | Switch | RADWARE | Alteon-Switch5412 | Alteon Application Switch 5412 | IP-9.4.2 |  | D P F |  | D F | D F |  |  | No |  |  |  |  | D F | D F |  | D P |  | D
.1.3.6.1.4.1.89.1.1.62.8 | Switch | RADWARE | LinkproofApplicationSwitch | LinkProof Application Switch | IP-9.0/8.1.3 | D P F | D P F |  | D F | D F |  |  | No
.1.3.6.1.4.1.89.1.1.62.20 | LoadBalancer | RADWARE | AppDirector | AppDirector with Cookie Persistency | IP-7.0.3 24 | D P F | D P F |  | D F | D F |  |  | No
.1.3.6.1.4.1.89.1.1.62.21 | LoadBalancer | RADWARE | AppDirector | 10.31-03.03DLA:2.06.08 | IP-8.1.2 | D P F | D P F |  | D F | D F |  |  | No
.1.3.6.1.4.1.89.1.1.62.11 | Host | RADWARE | CT100 | CertainT 100 | IP-7.0.3 | D P F |  |  | D F | D F |  |  | No | [7 empty] | D P | D P
.1.3.6.1.4.1.89.1.1.62.16 | Firewall | RADWARE | DefensePro_x420 | 10.60-00.00VX:7.20.00 | IP-9.3 | D P F |  |  | D F | D F |  |  | No
.1.3.6.1.4.1.89.1.1.62.4 | LoadBalancer | RADWARE | WebServer | Web Server Director NP with SynApps (512 farms) | IP-7.0.3 24 | D P F | D |  | D F | D F |  |  | No
.1.3.6.1.4.1.8886.6.103 | Router | RAISECOM | RAX711 | ROS | IP-9.4.2 | D P F |  |  | D F | D F |  |  | No |  |  |  | D F | D F | D F |  | D P | D P | D
.1.3.6.1.4.1.8886.6.96 | Router | RAISECOM | ISCOM-2924GF-4C | ROS | IP-9.2 | D P F |  |  | D F | D F |  |  | No
.1.3.6.1.4.1.2352.1.10 | Router | REDBACK | SE 800 | Redback Networks SmartEdge OS Version SEOS-6.2.1.8p1-Release\X0ABuilt by sysbuild@SWB-node03 Thu Sep 22 17:00:52 PDT 2011\X0ACopyright (C) 1998-2011 Redback Networks Inc. All rights reserved. | IP-9.4.2 | D P F |  | D F | D F | D F |  |  | No |  |  |  | D F | D F | D F | D F | D P | D P | D
.1.3.6.1.4.1.2352.1.3 | Router | REDBACK | Networks AOS / SE 800 | Redback Networks AOS Special Image 141 based on 6.1.3.8 \X0ACopyright (c) 1997-2005 by Redback Networks Inc.\X0ACompiled 2007-Jan-05 21:51:15 GMT by asushil\X0A | IP-7.0.2 | D P F |  | D | D F | D F |  |  | No |  |  |  | D F | D F |  |  | D P | D P | D
.1.3.6.1.4.1.2352.1.4 | Router | REDBACK | SMS 10000 | Redback Networks AOS Special Image 148 based on 6.0.9.35 \X0ACopyright (c) 1997-2007 by Redback Networks Inc.\X0ACompiled 2007-Nov-08 02:30:37 GMT by tzhang\X0A | IP-7.0.3 | D P F |  | D F | D F | D F |  |  | No |  |  |  | D F | D F | D F | D F | D P |  | D
.1.3.6.1.4.1.2352.1.11 | Router | REDBACK | SE 100 | Redback Networks SmartEdge OS Version SEOS-5.0.7.7p3-Release\X0ABuilt by sysbuild@lx-dev2 Wed May 16 18:39:12 PDT 2007\X0ACopyright (C) 1998-2007 Redback Networks Inc. All rights reserved. | IP-7.0.3.4 | D P F |  | D | D F | D F |  |  | No |  |  |  | D F | D F | D F | D F | D P | D P | D
.1.3.6.1.4.1.2352.1.12 | Router | REDBACK | SE 400 | Redback Networks SmartEdge OS Version SEOS-5.0.7.7p3-Release\X0ABuilt by sysbuild@lx-dev2 Wed May 16 18:39:12 PDT 2007\X0ACopyright (C) 1998-2007 Redback Networks Inc. All rights reserved. | IP-7.0.3.4 | D P F |  | D | D F | D F |  |  | No |  |  |  | D F | D F | D F | D F | D P | D P | D
.1.3.6.1.4.1.2021.250.3 | Host | REDHAT | Linux nbrnm 1101 | SunOS BDP-1B-Sntn1 5.8 Generic_108528-16 sun4u | IP-6.0 | D F |  |  | D F | D F |  |  | No | [7 empty] | D P | D P | D
.1.3.6.1.4.1.17163.1.4 | Host | RIVERBED | SMC | Linux Riverbed-SMC 2.6.9-34.EL-rbt-4654SMP #1 SMP Tue Sep 22 00:13:05 PDT 2009 i686 | IP-8.1.1.1 | D P F |  |  | D F | D F |  |  | No | [7 empty] | D P | D P | D |  | D P
.1.3.6.1.4.1.17163.1.1 | Router | RIVERBED | Steelhead | Linux KCDC-SH01 2.6.9-34.EL-rbt-8923SMP #2 SMP Wed Jun 8 15:35:34 PDT 2011 x86_64 | IP-9.2.1 | D P F |  |  | D F | D F |  |  | No | [7 empty] | D P | D P | D |  | D
.1.3.6.1.4.1.17163.1.3 | Host | RIVERBED | INTERCEPTOR2 | Linux GBHAR1IN02 2.6.9-34.EL-rbt-10569SMP #2 SMP Wed Nov 30 10:21:03 PST 2011 i686 | IP-8.1.1.1 | D P F |  |  | D F | D F |  |  | No | [7 empty] | D P | D P | D |  | D P
.1.3.6.1.4.1.17163.1.2 | Host | RIVERBED | CMC | Linux Riverbed-CMC 2.6.9-34.EL-rbt-4499SMP #1 SMP Fri Sep 11 18:18:51 PDT 2009 i686 | IP-7.0.3 24 | D P F |  |  | D F | D F |  |  | No | [7 empty] | D P | D P | D |  | D P
.1.3.6.1.4.1.5567.1.1.1 | Switch | RIVERSTONE | RS8000 | RS 8000 - Riverstone Networks Inc. Firmware Version: 9.4.1.1 PROM Version: prom-2.0.1.8 HW Version: 1 | IP-6.5.2 | D F | D P F | D F | D F | D F |  | D | Yes |  |  |  | D F | D F |  |  | D P |  | D
.1.3.6.1.4.1.5567.1.1.12 | Switch | RIVERSTONE | RS3100 | RS 3200 - Riverstone Networks Inc. Firmware Version: 9.4.1.1 PROM Version: prom-2.0.1.5 | IP-8.1.1.1 | D F | D F | D F | D F | D F |  | D | No |  |  |  | D F | D F |  |  | D P |  | D
.1.3.6.1.4.1.5567.1.1.101 | Router | RIVERSTONE | 15008 | Riverstone 15008 Ethernet Edge Router:\X0AFirmware Version:1.5.0.4 Unofficial | IP-6.5.3 | D F |  | D F | D F | D F |  |  | Yes |  |  |  | D F | D F |  |  |  |  | D
.1.3.6.1.4.1.5567.1.1.11 | Switch | RIVERSTONE | RS3100 | RS 3100 - Riverstone Networks Inc. Firmware Version: 9.4.1.1 PROM Version: prom-2.0.1.5 HW Version: 3.0 | IP-6.5.2 | D F | D P F | D F | D F | D F |  | D | Yes |  |  |  | D F | D F |  |  | D P |  | D
.1.3.6.1.4.1.5567.1.1.2 | Switch | RIVERSTONE | 8600 | RS 8600 - Riverstone Networks Inc. Firmware Version: 9.4.1.1 PROM Version: prom-2.0.1.8 HW Version: A | IP-6.5.2 | D F | D P F | D F | D F | D F |  | D | Yes |  |  |  | D F | D F |  |  | D P |  | D
.1.3.6.1.4.1.1139.16 | Host | RSA | SecureID Appliance 3.0 Model 250 | Linux at-punpc-ace01.ntrs.com 2.6.24.7-9.smp.gcc3.4.x86.i686 #1 SMP Tue Jul 15 13:33:03 EDT 2008 i686 | IP-7.0.3.21 | D P F |  |  | D F | D F |  |  | No | [7 empty] | D P | D P | D |  | D P
.1.3.6.1.4.1.15004.2.2 | Switch | RUGGED | RS400-24R-C2C2-3R | RS400-24R-C2C2-3R | IP-9.3 | D F | D P F |  | D F | D F | D |  | No | [5 empty] | D F |  | D P | D P | D
.1.3.6.1.4.1.15004.2.1 | Switch | RUGGED | RS900G-24-D-2SFP | RS900G-24-D-2SFP | IP-8.1.2 | D F | D F |  | D F | D F | D | D | No |  |  |  | D F |  | D F |  | D P | D P | D
.1.3.6.1.4.1.236.4.1.12.1.4 | Switch | SAMSUNG | iBG-Dm | SAMSUNG ELECTRONICS CO. LTD. Snmp Agent Software Version = 1.2.1.6 Boot Version = 1.1.0.0 | IP-8.1.2 | D P F | D F |  | D F | D F |  | D | No
.1.3.6.1.4.1.1573.2.1 | Firewall | SECURE_COMPUTING_CORP | SideWinder | SecureOS TDKP-FWL-011.afspc.af.mil 7.0.0.06 SW_OPS_SMP Mon Mar 31 15:47:25 CDT 2008 70006-b_0 i386 | IP-9.1/IP-8.1.3 | D P F |  |  | D F | D F |  |  | No | [7 empty] | D P | D P | D |  | D
.1.3.6.1.4.1.3534.7.1.8.7 | Switch | SENETAS | Senetas-CN3000 | CN3000 Encryptor - ETHERNET - 10000FD | IP-9.4 | D F | D P F |  | D F | D F |  |  | No | [7 empty] | D P | D P | D |  | D
.1.3.6.1.4.1.1718.3 | Host | SERVERTECH | Sentry3 | Sentry Remote Power Manager | IP-6.5.2 | D P F |  |  | D F | D F |  |  | No
.1.3.6.1.4.1.16858.2.1 | Host | SHORETEL | ShoreTel4K | Linux ShoreTel4K 2.6.18-274.7.1.el5AGITONETWORKSsmp raserver 6.1.30.118 #118 2013-05-02 16:01:12 SMP x86_64 | IP-9.4 | D P F |  |  | D F | D F |  |  | No | [7 empty] | D P | D P | D |  | D P
.1.3.6.1.4.1.4329.15.1.1.5 | Switch | SIEMENS | WirelessAccessController-C2400 | HiPath Wireless Access Controller - C2400 Enterprise System Version 07.31.04.0005 | IP-9.1/IP-8.1.3 | D P F |  |  | D F | D F |  | D | No
.1.3.6.1.4.1.4329.15.1.1.11 | Switch | SIEMENS | WirelessAccessController-C4110-2 | HiPath Wireless Access Controller - C4110-2 System Version 07.31.01.0138 | IP-9.1/IP-8.1.3 | D P F |  |  | D F | D F |  | D | No
.1.3.6.1.4.1.23867.1.2.22 | Bridge | SILVERPEAK | NX9700 | Silver Peak Systems Inc. NX9700\X0ALinux stlsmorclaadc02 2.6.22.14 hidalgo 3.3.7.0_35342 #1 2011-02-24 16:29:41 SMP x86_64 | IP-9.1/IP-8.1.3 | D P F | D P F |  | D F | D F |  |  | No
.1.3.6.1.4.1.23867.1.2 | Host | SILVERPEAK | NX8600 | Linux allntxdwlaadc01 2.6.8-1.521HIDALGOsmp hidalgo 2.1.6.4_21902 #1 2008-07-22 17:25:34 SMP x86_64 | IP-7.0.3.11 | D P F |  |  | D F | D F |  |  | No
.1.3.6.1.4.1.3711.24 | Host | SINETICA | EAGLE-I | Sinetica Eagle-i. Versions: App. 1.06.32 OS 6.3 Btldr 1.06.09 H/w ZBHIEIBB-01 v1.02.02 | IP-9.3 | D F |  |  | D F | D F |  |  | No
.1.3.6.1.4.1.4555.1.1.1 | Host | SOCOMEC | Sicon-Netvision-UPS | Net Vision v4.11 (SN 7023702027) | IP-9.3 | D P F |  |  | D F | D F |  |  | No
.1.3.6.1.4.1.17337.2.1.3.1.4 | Host | SOLACE | 3560 | System Software. SolOS-TR Version 7.1.0.1652 | IP-9.4.2 | D P F |  |  | D F | D F |  |  | No | [7 empty] | D P | D P | D
.1.3.6.1.4.1.8741.1 | Firewall | SONICWALL | NSA-3500 | SonicWALL NSA 3500 (SonicOS Enhanced 5.8.1.5-46o) | IP-9.4 | D P F |  |  | D F | D F |  |  | No | [7 empty] | D P | D P
.1.3.6.1.4.1.8714.2.1 | Host | SONICWALL | SSLRX | SonicWALL Corporation SSL-RX 4.2 Release Build 200406081643 SNMP v1/v2c Agent | IP-7.0.3.14 | D P F |  |  | D F | D F |  |  | No | [7 empty] | D P
.1.3.6.1.4.1.2879.1.9.3 | Switch | SONUS | SBC5100 | Sonus SBC 5100 version sbc-V04.01.02-R000.x86_64 | IP-9.4 | D F | D F | D F | D F | D F |  |  | No | [9 empty] | D
.1.3.6.1.4.1.2879.1.9.2 | Switch | SONUS | SBC5200 | Sonus SBC 5200 version sbc-V03.01.02-R002.x86_64 | IP-9.4 | D F | D F | D F | D F | D F |  |  | No | [9 empty] | D
.1.3.6.1.4.1.2879.1.1.2 | Router | SONUS | GSX9000HD | Sonus Networks Inc. GSX9000HD Voice Packet Switch | IP-9.2.1 | D F |  |  | D F | D F |  |  | No |  |  |  | D F | D F |  |  | D P | D P | D
.1.3.6.1.4.1.2879.1.5.3 | Host | SONUS | Sonus Management Agent | SONUS management agent | IP-9.0/8.1.3 | D F |  |  | D F | D F |  |  | No | [9 empty] | D
.1.3.6.1.4.1.1723.2.1.4 | Host | SPECTRACOM | Spectracom NTP server | Spectracom 6226354 04.6b3 (020614) | IP-7.0.3.11 | D P F |  |  | D F | D F |  |  | No
.1.3.6.1.4.1.18837 | Host | SPECTRACOM | Securesync-1200-233 | Spectracom SecureSync | IP-9.4.2 | D P F |  |  | D F | D F |  |  | No | [7 empty] | D P | D P | D
.1.3.6.1.4.1.8164 | Router | STARENT | ST16 | Linux st16 2.4.17sb20020206-4-starent-10062 #1 SMP Mon Dec 12 01:04:12 EST 2005 mips | IP-6.5.3 | D P F |  | D F | D F | D F |  |  | No |  |  |  |  | D F |  |  | D P |  | D
.1.3.6.1.4.1.12325.1.1.2.1.1 | Host | STBERNARD | iPrism | iprism.example.com 0 FreeBSD 5.3-RELEASE | IP-7.0.3.15 | D P F |  |  | D F | D F |  |  | No
.1.3.6.1.4.1.1751.1.30 | Host | SUN | SUN NETRA 1125 | PacketStar ConnectionGateway (PCG) Netra 1125t | IP-6.5.3.9 | D F |  |  | D F | D F |  |  | No | [9 empty] | D
.1.3.6.1.4.1.42.2.130.13 | Host | SUN | T5120 | SUNWSPARC-Enterprise-T5120 | IP-8.1.2 | D P F |  |  | D F | D F |  |  | No
.1.3.6.1.4.1.42.2.1.1 | Host | SUN |  | Sun SNMP Agent Sun-Fire-480R | IP-6.0 | D F |  |  | D F | D F |  |  | No
.1.3.6.1.4.1.42.2.15 | Host | SUN | ss73vnvnc02 | SunOS ss73vnvnc02 5.10 Generic_138888-03 sun4v | IP-7.0.3.17 | D F |  |  | D F | D F |  |  | No | [8 empty] | D P | D |  | D P
.1.3.6.1.4.1.42.2.2 | Host | SUN | ss73vnvsm01 | SunOS ss73vnvsm01 5.9 Generic_122300-36 sun4u | IP-7.0.3.17 |  |  |  | D F | D F |  |  | No | [7 empty] | D P | D P | D |  | D P
.1.3.6.1.4.1.8072.3.2.3 | Host | SUN-SOLARIS | NET-SNMP SOLARIS | SunOS hfdems01 5.10 Generic_142900-02 sun4u | IP-7.0.3 | D F |  |  | D F | D F |  |  | No | [8 empty] | D P | D |  | D P
.1.3.6.1.4.1.388.1.8 | Switch | SYMBOL | AP-5131 | Symbol Access Point- S/W rev: 3.70-82 | IP-7.0.2 | D P F |  |  | D F | D F |  |  | No
.1.3.6.1.4.1.388.6.0 | Switch | SYMBOL | WS5000 | HW=CC-5000 SW=1.4.1.0-014R FW=2.2(date 07/09/02) MIB=v23b16 CLI=06a XML=07b | IP-6.5.2 | D F |  |  | D F | D F |  | D | No
.1.3.6.1.4.1.388.1.3 | Switch | SYMBOL | AP-3021 | Symbol Spectrum24 FHSS Access Point S/W rev: 04.02-12 | IP-7.0.3.17 | D P F |  |  | D F | D F |  |  | No
.1.3.6.1.4.1.9070.1.2.5 | Host | SYMMETRICOM | Symmetricom-TimeProvider5000 | Symmetricom | IP-9.4 | D P F |  |  | D F | D F |  |  | No
.1.3.6.1.4.1.9070.1.2.3.1.5 | Host | SYMMETRICOM | SyncServer | Linux SyncServer 2.6.10_mvl401-pc_target.chronos.1.2.1.34 #16 Wed Jul 25 08:48:41 PDT 2007 i686 | IP-7.0.3.16 | D P F |  |  | D F | D F |  |  | No | [7 empty] | D P | D P | D |  | D P
.1.3.6.1.4.1.9070.1.2.4.2 | Host | SYMMETRICOM | TimeProvider1000 | \X00 | IP-9.3 | D P F |  |  | D F | D F |  |  | No
.1.3.6.1.4.1.1896.0 | Host | SYMMETRICOM | TimeServer | NIC | IP-8.1.1.1 | D P F |  |  | D F | D F |  |  | No
.1.3.6.1.4.1.546 | Host | SYSTEMEDGE |  | SunOS 4.x/5.x Systems Management MIB Concord Communications Inc. | IP-9.1/IP-8.1.3 | D P F |  |  | D F | D F |  |  | No | [7 empty] | D P | D P | D | D F | D P
.1.3.6.1.4.1.169.3.155.1 | Host | TANDEM | NonStop Kernel System Version: G6 | Tandem NonStop Kernel System Version: G6 Node: \DEV1 Agent: $SMP1 | IP-7.0.3.8 | D F |  |  | D F | D F |  |  | No | [9 empty] | D
.1.3.6.1.4.1.3174.1.9 | Router | TASMAN | Imux1450 | Tasman Networks Inc. Snmp Agent | IP-7.0 | D P F |  |  | D F | D F |  |  | No |  |  |  | D F | D F | D F |  |  |  | D
.1.3.6.1.4.1.3174.1.7 | Router | TASMAN | 1200 | Tasman Networks Inc. Snmp Agent | IP-6.2.3 | D P F |  |  | D F | D F |  |  | No
.1.3.6.1.4.1.3174.1.2 | Router | TASMAN | 1400E | Tasman Networks Inc. Snmp Agent | IP-6.2.3 | D P F |  |  | D F | D F |  |  | No
.1.3.6.1.4.1.2668.1.1.16 | Host | TAVVE | ZoneRanger | TAVVE ZoneRanger v5.1 | IP-8.1.1.1 | D P F |  |  | D F | D F |  |  | No
.1.3.6.1.4.1.776.61 | Router | TELINDUS | Crocus 10M | $Crocus Router Interface 10M$ T2852/02800 24/05/05 16:27 | IP-6.5.3 | D P F |  |  | D F | D F |  |  | No
.1.3.6.1.4.1.10734.1.3.8 | Firewall | TIPPINGPOINT | TippingPointIPS | TippingPoint IPS | IP-8.1.2 | D P F |  |  | D F | D F |  |  | No
.1.3.6.1.4.1.10734.1.3.7 | Switch | TIPPINGPOINT | UnityOne 1200 Fiber | TippingPoint IPS | IP-7.0.2 |  | D P F |  | D F | D F |  |  | No
.1.3.6.1.4.1.10734.1.4.5 | Host | TIPPINGPOINT | TP2500N | SMS nc-cic-tp-sms01 hp-dl320g6 4.3.0.50865.1 | IP-9.4.2 |  |  |  | D F | D F |  |  | No | [7 empty] | D P | D P
.1.3.6.1.4.1.10734.1.3.47 | Firewall | TIPPINGPOINT | 400T-IPS | 440T (IPS) | IP-9.4.2 | D P F |  |  | D F | D F |  |  | No
.1.3.6.1.4.1.10734.1.3.32 | Firewall | TIPPINGPOINT | 330 | TippingPoint IPS | IP-9.4.2 | D P F |  |  | D F | D F |  |  | No
.1.3.6.1.4.1.10734.1.3.46 | Firewall | TIPPINGPOINT | 7500NX | TippingPoint IPS | IP-9.4.2 | D P F |  |  | D F | D F |  |  | No
.1.3.6.1.4.1.10734.1.3.28 | Firewall | TIPPINGPOINT | 1400N | TippingPoint IPS | IP-8.1.2 | D P F |  |  | D F | D F |  |  | No
.1.3.6.1.4.1.10734.1.3.29 | Firewall | TIPPINGPOINT | 2500N | TippingPoint IPS | IP-8.1.2 | D P F |  |  | D F | D F |  |  | No
.1.3.6.1.4.1.10734.1.3.30 | Firewall | TIPPINGPOINT | 5100N | TippingPoint IPS | IP-8.1.2 | D P F |  |  | D F | D F |  |  | No
.1.3.6.1.4.1.10734.1.3.27 | Firewall | TIPPINGPOINT | 660N | TippingPoint IPS | IP-8.1.2 | D P F |  |  | D F | D F |  |  | No
.1.3.6.1.4.1.10734.1.5.1 | Firewall | TIPPINGPOINT | Core Controller | TippingPoint Core Controller | IP-8.1.2 | D P F |  |  | D F | D F |  |  | No
.1.3.6.1.4.1.10734.1.3.44 | Firewall | TIPPINGPOINT | 2600NX | TippingPoint IPS | IP-9.4.2 | D P F |  |  | D F | D F |  |  | No
.1.3.6.1.4.1.10734.1.3.36 | Firewall | TIPPINGPOINT | 5200NX | TippingPoint IPS | IP-9.4.2 | D P F |  |  | D F | D F |  |  | No
.1.3.6.1.4.1.10734.1.3.35 | Firewall | TIPPINGPOINT | 7100NX | TippingPoint IPS | IP-9.4.2 | D P F |  |  | D F | D F |  |  | No
.1.3.6.1.4.1.868.2.1 | Switch | TRANSITION-NETWORKS | MIL-SM801P | (6) 10/100BASE-TX + (2) 100BASE-FX INDUSTRIAL MANAGED SWITCH | IP-9.2.1 | D P F | D P F |  | D F | D F | D |  | No
.1.3.6.1.4.1.11857.1 | Probe | TRANSMODE | NMB 6001 | Transmode NMB 6001 R2B SWP100003/2 v2.13.5 | IP-8.1.2 | D P F |  |  | D F | D F |  |  | No
.1.3.6.1.4.1.14525.3.1.4 | Switch | TRAPEZE | MXR-2 | Trapeze Networks Inc MXR-2 5.0.6.1 REL | IP-7.0.2 |  | D F |  | D F | D F |  | D | No
.1.3.6.1.4.1.14525.3.1.2 | Switch | TRAPEZENETWORKS | MX8 | Trapeze Networks Inc MX-8 7.0.3.6 REL | IP-8.1.2 |  | D F |  | D F | D F |  | D | No
.1.3.6.1.4.1.850.1 | Host | TRIPPLITE | POWERALERT 12 | POWERALERT 12 | IP-8.1.2 | D F |  |  | D F | D F |  |  | No | [9 empty] | D
.1.3.6.1.4.1.1748.2.20 | Bridge | TUTSYSTEMS | T2-DSL | T2 | IP-7.0.3 |  |  |  | D F | D F |  |  | No
.1.3.6.1.4.1.1748.2.5 | Bridge | TUTSYSTEMS | MXL-2300 | MXL2300 SDSL Campus Modem | IP-7.0.1 | D P F |  |  | D F | D F |  |  | No
.1.3.6.1.4.1.2468.1.2.1 | Host | USHAPRO | Card v4.3 | USHA Smart II Card v6.01 (SN 1120003910007) | IP-6.2.3 |  |  |  | D F | D F |  |  | No
.1.3.6.1.4.1.1949.1.3.10.2.1 | Switch | UTSTARCOM | OLT-BBS-1000 | AV | IP-9.4 |  | D P F |  | D F | D F |  | D | No
.1.3.6.1.4.1.12148.9 | Host | VALERE | WebPower | WebPower(402413.003) Rev4.3Jul 9 2009 OS:2.0 | IP-8.1.2 | D P F |  |  | D F | D F |  |  | No
.1.3.6.1.4.1.38819.1.5.10.300.4 | ConvergedInfrastructureManager | VBLOCK | vb300modelFX | The VCE Company Foundation Management Vblock (TM) Monitor Cannes.0.BETA2 Copyright (c) 2012 The VCE Company LLC; All Rights Reserved | IP-9.3 | D P F |  |  | D F | D F |  |  | No | [9 empty] | D P
.1.3.6.1.4.1.4289.1.2.1.2 | Router | VBRICK | 4200 | VBrick Systems Inc. Model 4200 Serial 03050500129 | IP-7.0.3.4 | D P F |  |  | D F | D F |  |  | No
.1.3.6.1.4.1.4686.11 | Host | VEGASTREAM | 400 | Vegastream IP Telephony Gateway (VEGA400) | IP-6.5.2 | D P F |  |  | D F | D F |  |  | No
.1.3.6.1.4.1.41916.3.2.1 | Host | VIPTELA | vSmart | 15.3.3 | IP-9.4.2 | D P F |  |  | D F | D F |  |  | No | [7 empty] | D P | D P | D |  | D P
.1.3.6.1.4.1.41916.3.2.2 | Host | VIPTELA | vManage | 15.3.3 | IP-9.4.2 | D P F |  |  | D F | D F |  |  | No | [7 empty] | D P | D P | D |  | D P
.1.3.6.1.4.1.41916 | Router | VIPTELA | VEdge | 15.2.3 | IP-9.4.1 | D P F |  | D F | D F | D F |  |  | No |  |  |  | D F | D F | D F |  | D P | D P | D | D F | D
.1.3.6.1.4.1.41916.3.2.4 | Router | VIPTELA | VEdge | 15.4.1 | IP-9.4.2 | D P F |  |  | D F | D F |  |  | No | [7 empty] | D P | D P | D | D F
.1.3.6.1.4.1.1246.1.200 | Probe | VISUALNETWORKS | Enterprise Site ASE | Enterprise Site ASE | IP-7.0.2 | D F |  |  | D F | D F |  |  | No
.1.3.6.1.4.1.1246.1.1.113 | Probe | VISUALNETWORKS | Visual UpTime Select IP Transport T1/E1 INLINE ASE Ver 2.0.026 | Visual UpTime Select IP Transport T1/E1 INLINE ASE Ver 3.0.009 - Jan 16 2008 | IP-7.0.1 | D P F |  |  | D F | D F |  |  | No
.1.3.6.1.4.1.1246.1.1.122 | Probe | VISUALNETWORKS | Visual UpTime Select IP Transport Ethernet Inline ASE Ver 2.0.106 | Visual UpTime Select IP Transport 10/100 Ethernet Inline ASE Ver 2.0.106 - Jul 21 2006 | IP-7.0.3.4 | D P F |  |  | D F | D F |  |  | No
.1.3.6.1.4.1.1246.1.202 | Probe | VISUALNETWORKS | Visual UpTime Select T1 CSU | Enterprise Site ASE | IP-6.5.3 | D F |  |  | D F | D F |  |  | No
.1.3.6.1.4.1.1226 | Host | VISUALNETWORKS | Network-Performance-Appliance | Fluke Networks Network Performance Appliance Copyright (c) 2007 - 2010 Fluke Corporation | IP-9.1/IP-8.1.3 | D P F |  |  | D F | D F |  |  | No |  |  |  | D F | D F | D F | D F | D P | D P | D |  | D P
.1.3.6.1.4.1.1246.1.1.115 | Router | VISUALNETWORKS | M115 | Visual UpTime Select IP Transport 4xT1/E1 INLINE ASE Ver 1.2.433 - Jun 29 2006 | IP-7.0.3.11 | D P F |  |  | D F | D F |  |  | No
.1.3.6.1.4.1.1246.1.212 | Probe | VISUALNETWORKS | M411 CSU | Visual UpTime Select IP Transport Multiport Gigabit Ethernet ASE Ver 3.1.316 - 29/01/2010 10:53 | IP-8.1.1.1 | D F |  |  | D F | D F |  |  | No
.1.3.6.1.4.1.1246.1.1.204 | Probe | VISUALNETWORKS | Visual M204 | Visual UpTime Select IP Transport DS3/E3 Inline ASE Ver 2.5.319 - Nov 09 2007 | IP-7.0.3.11 | D F |  |  | D F | D F |  |  | No
.1.3.6.1.4.1.1246.1.1.1134 | Host | VISUALNETWORKS | T1-CSU-ASE | Visual UpTime Multiprotocol T1 CSU ASE Ver 7.1.118 Sep 10 2004 | IP-7.0.3.17 | D P F |  |  | D F | D F |  |  | No
.1.3.6.1.4.1.1246.1.1.102 | Probe | VISUALNETWORKS | M102 | Visual UpTime IP Transport 56/64K DDS DSU/CSU ASE Ver 7.4.014 Nov 26 2003 | IP-7.0.3.11 | D P F |  |  | D F | D F |  |  | No
.1.3.6.1.4.1.1246.1.1.205 | Probe | VISUALNETWORKS | M205 | Visual UpTime Select IP Transport DS3/E3 Inline ASE Ver 3.0.255 - May 15 2009 | IP-8.1.1.1 | D F |  |  | D F | D F |  |  | No
.1.3.6.1.4.1.1246.1.1.134 | Probe | VISUALNETWORKS | M134 | Visual UpTime Select IP Transport Inline Data Monitoring ASE Ver 2.0.166 - Apr 14 2008 | IP-8.1.1.1 | D P F |  |  | D F | D F |  |  | No
.1.3.6.1.4.1.1246.1.1.135 | Probe | VISUALNETWORKS | M135 | Visual UpTime Select IP Transport Inline Data Monitoring ASE Ver 2.0.166 - Apr 14 2008 | IP-7.0.3 24 | D P F |  |  | D F | D F |  |  | No
.1.3.6.1.4.1.1246.1.411 | Probe | VISUALNETWORKS | Visual-M411-CSU | Visual UpTime Select IP Transport Multiport Gigabit Ethernet ASE Ver 3.1.321 - 02/03/2010 18:16 | IP-8.1.1.1 | D F |  |  | D F | D F |  |  | No
.1.3.6.1.4.1.1246.1.1.536 | Probe | VISUALNETWORKS | Visual UpTime | Visual UpTime Multiprotocol T1 CSU DROP & INSERT ASE Ver 4.3.037 Oct 20 1999 | IP-6.0 | D P F |  |  | D F | D F |  |  | No
.1.3.6.1.4.1.1246.1.1.110 | Probe | VISUALNETWORKS | Visual UpTime Select IP Transport T1 CSU ASE Ver 2.0.026 | Visual UpTime Select IP Transport T1 CSU ASE Ver 2.0.026 - Feb 20 2006 | IP-7.0.1 | D P F |  |  | D F | D F |  |  | No
.1.3.6.1.4.1.1246.1.1.112 | Router | VISUALNETWORKS | M112 | Visual UpTime Select IP Transport T1 CSU DROP & INSERT ASE Ver 2.5.021 - Mar 02 2007 | IP-7.0.3.11 | D P F |  |  | D F | D F |  |  | No
.1.3.6.1.4.1.1246.1.420 | LoadBalancer | VISUAL-NETWORKS | VisualUpTime-OC-3c/OC-12c-ASEmodel420 | Visual UpTime Select IP Transport OC-3c/OC-12c PoS Inline ASE Ver 6.8.012 - 22/02/2011 22:18 | IP-9.0/8.1.3 | D F |  |  | D F | D F |  |  | No
.1.3.6.1.4.1.6876.4.1 | Host | VMWARE | ESX | VMware ESX-4.0.0 | IP-7.0.4.2 | D F |  |  | D F | D F |  |  | No | [9 empty] | D
.1.3.6.1.4.1.33049.2.1 | Switch | VOLTAIRE | Infiniband | Linux mah-h3-ibsf21 2.6.27-MELLANOXuni-m460ex SX_PPC_M460EX SX_3.2.0100 #1 2012-03-06 22:23:53 ppc | IP-9.2.1 | D P F |  |  | D F | D F |  |  | No | [7 empty] | D P | D P | D |  | D
.1.3.6.1.4.1.5206.1.25 | Switch | VOLTAIRE | 4200SFU42H | Voltaire agent 6.00 | IP-9.0/8.1.3 | D P F |  |  | D F | D F |  |  | No
.1.3.6.1.4.1.5206.1.18 | Host | VOLTAIRE | SMagent | Voltaire SM agent 6.00 | IP-8.1.1.1 | D P F |  |  | D F | D F |  |  | No
.1.3.6.1.4.1.5206.1.17 | Host | VOLTAIRE | SMagent | Voltaire SM agent 6.00 | IP-7.0.3.19 | D P F |  |  | D F | D F |  |  | No | [8 empty] | D P
.1.3.6.1.4.1.30803 | Firewall | VYATTA | Vyatta-VC6.5R1 | Vyatta VC6.5R1 | IP-9.2.2 | D P F |  |  | D F | D F |  |  | No | [7 empty] | D P | D P | D |  | D
.1.3.6.1.4.1.3097.1.5.9 | Firewall | WATCHGUARD | XTM510 | XTM510 | IP-9.1/IP-8.1.4 | D P F |  |  | D F | D F |  |  | No | [7 empty] | D P | D P | D |  | D
.1.3.6.1.4.1.964.3.1 | Router | WIDEBANK | 28 DS3 | M13 Software Version 2.42.0 | IP-7.0 | D P F |  | D F | D F | D F |  |  | No |  |  |  | D F | [5 empty] | D
.1.3.6.1.4.1.964.1.1.1.0 | Router | WIDEBANK | M13 Multiplexer | M13 Software Version 1.47\X00\X00\X00\X00\X00\X00\X00\X00\X00\X00\X00\X00\X00\X00\X00\X00\X00\X00\X00\X00\X00\X00\X00\X00\X00\X00\X00\X00\X00\X00\X00\X00\X00\X00\X00\X00\X00\X00\X00\X00\X00\X00\X00\X00\X00\X00\X00\X00\X00\X00\X00\X00\X00\X00\X00\X00\X00\X00\X00\X00\X00\X00\X00\X00\X00\X00\X00\X00\X00\X00\X00\X00\X00\X00\X00\X00\X00\X00\X00\X00\X00\X00\X00\X00\X00\X00\X00\X00\X00\X00\X00\X00\X00\X00\X00\X00\X00\X00\X00\X00\X00\X00\X00\X00\X00\X00\X00\X00\X00\X00\X00\X00\X00\X00\X00\X00\X00\X00\X00\X00\X00\X00\X00\X00\X00\X00\X00\X00\X00\X00\X00\X00\X00\X00\X00\X00\X00\X00\X00\X00\X00\X00\X00\X00\X00\X00\X00\X00\X00\X00\X00\X00\X00\X00\X00\X00\X00\X00\X00\X00\X00\X00\X00\X00\X00\X00\X00\X00\X00\X00\X00\X00\X00\X00\X00\X00\X00\X00\X00\X00\X00\X00\X00\X00\X00\X00\X00\X00\X00\X00\X00\X00\X00\X00\X00\X00\X00\X00\X00\X00\X00\X00\X00\X00\X00\X00\X00\X00\X00\X00\X00\X00\X00\X00\X00\X00\X00\X00\X00\X00\X00\X00\X00\X00\X00\X00\X00\X00\X00 | IP-7.0.3.20 | D P F |  |  | D F | D F |  |  | No
.1.3.6.1.4.1.10449.1 | Host | XCEEDIUM | Xceedium-Gatekeeper | Xceedium GateKeeper version 4.0.1 | IP-9.2.2 | D P F |  |  | D F | D F |  |  | No | [7 empty] | D P | D P | D |  | D P
.1.3.6.1.4.1.21150.3.2 | Router | XKL | DXM105R | DXM Operating System (DXMOS) XKL LLC\X0D\X0AV2.3.0-22696 Mar 17 2011 10:28:42 | IP-8.1.2 | D F |  |  | D F | D F |  |  | No
.1.3.6.1.4.1.33.8.1.4.2 | TerminalServer | XYPLEX | CSERV-20 | - planotele1\X0D\X0AXyplex hardware CSERV-20 00.00.00 Rom 460000\X0D\X0AXyplex software Terminal Server V5.1S50\X0D\X0A | IP-7.0.3.10 | D P F |  |  | D F | D F |  |  | No
.1.3.6.1.4.1.33.8.1.131.0 | TerminalServer | XYPLEX | IR8040 | ALLNDC1CR05V166TS05.ENTP.ATTWS.COM - Allen Data Center - In-Reach hardware Model IR8040 Rom 470000 - In-Reach IN-Reach Manager software V3.1 | IP-7.0.3.10 | D P F |  |  | D F | D F |  |  | No
.1.3.6.1.4.1.1182.1.27 | Router | YAMAHA | RTX1500 | RTX1500 Rev.8.03.90 (Fri Jun 25 10:31:59 2010) | IP-9.0/8.1.3 | D P F |  |  | D F | D F |  |  | No | [5 empty] | D F |  | D P | D P | D
.1.3.6.1.4.1.1182.1.15 | Router | YAMAHA | RT105i | RT105i Rev.6.03.25 (Thu Apr 10 17:09:49 2003) | IP-9.0/8.1.3 | D P F |  |  | D F | D F |  |  | No | [7 empty] | D P | D P | D
.1.3.6.1.4.1.5504.1.2.10.6.2 | Switch | ZHONE | ZNID-GE-2424 | ZNID-GE-2424A Zhone Indoor Network Interface Device with ActiveE/GigE Uplink; Release S3.0.546; Serial number 303465937. | IP-9.4 |  | D F |  | D F | D F |  |  | Yes
.1.3.6.1.4.1.3902.1004.9806.2.1.1 | Switch | ZTE | ZXDSL9806H | ZTE ACCESS NODE AGENT | IP-9.4.2 |  | D F |  | D F | D F |  | D | No
.1.3.6.1.4.1.3902.3.100.405 | Switch | ZTE | ZX10 | ZXR10 ROS Version V4.08.24 ZXR10 8902 Software Version ZXR10 G-Series&8900&6900 V2.8.02.C.43.P13 Copyright (c) 2001-2009 by ZTE Corporation Compiled Nov 20 2010 13:37:04 | IP-9.1/IP-8.1.4 | D P F | D P F |  | D F | D F |  |  | No
.1.3.6.1.4.1.3902.3.100.23 | Switch | ZTE | ZXR10 | ZXR10 ROS Version V4.08.23 ZXR10_5952 Software Version ZXR10 5900 V2.8.23.A.18.P06 Copyright (c) 2000-2011 by ZTE Corporation Compiled Jun 25 2010 02:58:15 | IP-9.1/IP-8.1.4 | D P F | D P F |  | D F | D F |  |  | No
.1.3.6.1.4.1.890.1.5.11.6 | Switch | ZYXEL | AAM-1008 | ZyXEL IES-1000 AAM1008-61 version 2.04(DN.3)C0 (Dec 17 2003) \X0D\X0ACopyright (c) 2002 ZyXEL Communications Corp. | IP-6.5.2 | D P F | D P F |  | D F | D F |  |  | No
.1.3.6.1.4.1.890.1.5.12.37 | Switch | ZYXEL | VES1616FE | VES-1616FE-53A | IP-8.1.1.1 |  | D F |  | D F | D F |  | D | No
.1.3.6.1.4.1.11.5.7.1.2 | BladeEnclosureManager |  | BladeSystem c7000 Enclosure | HP Onboard Administrator | IP-7.0.3.8 |  |  |  | D F |  |  |  | No |  |  |  | D F | D F
.1.3.6.1.4.1.2352.1.17 | Router | ERICSSON | SSR-8020 | Ericsson IPOS-12.2.112.13.32p12-Release\X0ABuilt by sysbuild@eussjlx7009.sj.us.am.ericsson.se Tue Feb 17 17:09:35 PST 2015\X0ACurrent Platform is SSR 8020 | IP-9.5.0 | D P F |  | D F | D F | D F |  |  | No |  |  |  | D F | D F | D F | D F | D P | D P | D
.1.3.6.1.4.1.2620.1.6.123.1.15 | Firewall | CHECKPOINT | Linux apcfwmlm1 | Linux apcfwmlm1 2.6.18-92cp #1 SMP Tue Dec 1 00:01:24 IST 2015 i686 | IP-9.5.0 | D P F |  |  | D F | D F |  |  | No |  |  |  | D F | D F | D F | D F | D P | D P | D |  | D
.1.3.6.1.4.1.9.1.1301 | Host | CISCO | OE-VWAAS | Cisco Wide Area Application Services Software Hardware Version: oe-vwaas-5.5.7.10 Cisco Wide Area Application Services (universal-k9) Software Release 5.5.7 (build b10 Jun 16 2016) | IP-9.5.0 | D P F |  |  | D F | D F |  |  | Yes | [7 empty] | D P | D P | D | D F | D P
.1.3.6.1.4.1.6141.1.47 | Switch | CIENA | LE-311 Access Concentrator | LightningEdge (tm) LE-311 Access Concentrator | IP-9.5.0 | D P F | D F | D F | D F | D F | D | D | Yes |  |  |  | D F | D F | D F |  | D P | D P | D
.1.3.6.1.4.1.9.12.3.1.3.1539 | Switch | CISCO | NX-OS n6000 | Cisco NX-OS(tm) n6000 Software (n6000-uk9) Version 7.0(5)N1(1) RELEASE SOFTWARE Copyright (c) 2002-2012 by Cisco Systems Inc. Device Manager Version 6.0(2)N1(1) Compiled 10/29/2014 22:00:00 | IP-9.5.0 | D P F | D P F | D F | D F | D F | D | D | Yes | D |  |  | D F | D F | D F |  | D P | D P | D
.1.3.6.1.4.1.1991.1.3.48.8.1 | Switch | BROCADE | ICX_7450 | Brocade Communications Systems Inc. Stacking System ICX7450-48 IronWare Version 08.0.30hT211 Compiled on May 19 2016 at 01:22:26 labeled as SPS08030h | IP-9.5.0 |  | D P F | D F | D F | D F | D | D | Yes |  |  |  | D F | D F | D F |  | D P | D P | D
.1.3.6.1.4.1.2636.1.1.1.4.82.10 | Switch | JUNIPER | QFX10002-36q | Juniper Networks Inc. qfx10002-36q Ethernet Switch kernel JUNOS 15.1X53-D32.2 Build date: 2016-03-27 05:45:33 UTC Copyright (c) 1996-2016 Juniper Networks Inc. | IP-9.5.0 | D P F | D P F | D F | D F | D F |  |  | Yes |  |  |  | D F | D F | D F |  | D P | D P | D
.1.3.6.1.4.1.6486.800.1.1.2.1.12.1.9 | Switch | ALCATEL | OS6450-P48 | Alcatel-Lucent OS6450-P48 6.7.1.76.R04 GA October 18 2016. | IP-9.5.0 | D F | D P F | D F | D F | D F | D | D | Yes |  |  |  | D F | D F | D F |  | D P | D P | D
.1.3.6.1.4.1.9.12.3.1.3.1239 | Switch | CISCO | Nexus-3064-T | Cisco NX-OS(tm) n3000 Software (n3000-uk9) Version 6.0(2)U6(1) RELEASE SOFTWARE Copyright (c) 2002-2012 by Cisco Systems Inc. Compiled 4/9/2015 23:00:00 | IP-9.5.0 | D P F | D P F | D F | D F | D F | D | D | Yes | D |  |  | D F | D F | D F |  | D P | D P | D
.1.3.6.1.4.1.6486.800.1.1.2.1.12.1.6 | Switch | ALCATEL | OS6450-P24 | Alcatel-Lucent OS6450-P24 6.6.4.285.R01 Service Release December 22 2014. | IP-9.5.0 | D P F | D P F | D F | D F | D F | D | D | Yes |  |  |  | D F | D F | D F |  | D P | D P | D
.1.3.6.1.4.1.25461.2.3.22 | Firewall | PAN | PA-5200 series | Palo Alto Networks PA-5200 series firewall | IP-9.5.0 | D P F |  |  | D F | D F |  |  | No | [7 empty] | D P | D P | D
.1.3.6.1.4.1.5951.6 | LoadBalancer | CITRIX | SDX-11520 | FreeBSD 2r5-citrix11515-02 8.4-NETSCALER-11.1 FreeBSD 8.4-NETSCALER-11.1 #5: Mon Feb 27 15:55:05 PST 2017 root@sjcdbldbsd8405.eng.citrite.net:/usr/obj/usr/home/build/rs_111_52_5_RTM/usr.src/sys/NSSVM amd64 | IP-9.5.0 |  |  |  | D F | D F |  |  | No | [7 empty] | D P | D P
.1.3.6.1.4.1.9.1.2390 | Router | CISCO | ASR9910 | Cisco IOS XR Software (Cisco ASR9K Series) Version 6.0.2[Default]\X0D\X0ACopyright (c) 2016 by Cisco Systems Inc. | IP-9.5.0 | D P F |  |  | D F | D F |  |  | Yes | [9 empty] | D
.1.3.6.1.4.1.14823.1.1.34 | WirelessController | ARUBA | Aruba7240-US | ArubaOS (MODEL: Aruba7240-US) Version 6.4.4.9 (55980) | IP-9.5.0 | D P F | D P F | D F | D F | D F |  | D | No |  |  |  | D F | D F |  |  | D P | D P | D
.1.3.6.1.4.1.30065.1.3011.7280.3101.2878.36 | Switch | ARISTA | DCS-7280QR-C36-F | Arista Networks EOS version 4.16.6FX-7500R running on an Arista Networks DCS-7280QR-C36 | IP-9.5.0 | D P F | D P F |  | D F | D F |  | D | Yes | [7 empty] | D P | D P | D
.1.3.6.1.4.1.6027.1.5.2 | Switch | DELL | Z9100 | Dell Networking OS\X0D\X0AOperating System Version: 2.0\X0D\X0AApplication Software Version: 9.10(0.1)\X0D\X0ASeries: Z9100-ON\X0D\X0ACopyright (c) 1999-2016 by Dell Inc. All Rights Reserved.\X0D\X0ABuild Time: Tue May 10 11:52:49 2016 | IP-9.5.0 | D P F | D P F | D F | D F | D F |  | D | Yes |  |  |  | D F | D F | D F |  | D P | D P | D
.1.3.6.1.4.1.9.1.2266 | Host | CISCO | SNS-3595K9 | Cisco Identity Services Engine | IP-9.5.0 | D P F |  |  | D F | D F |  |  | Yes | [7 empty] | D P | D P | D |  | D P
.1.3.6.1.4.1.18837.3.2 | Host | SPECTRACOM | SecureSync-1200 | Spectracom SecureSync | IP-9.5.0 | D P F |  |  | D F | D F |  |  | No |  |  |  | D F |  | D F |  | D P | D P | D |  | D P
.1.3.6.1.4.1.9.12.3.1.3.1570 | Switch | CISCO | Nexus-9336PQ | Cisco NX-OS(tm) aci Software (aci-n9000-system) Version 12.0(2l) RELEASE SOFTWARE Copyright (c) 2002-2015 by Cisco Systems Inc. Compiled 2016/11/19 07:02:07 | IP-9.5.0 |  | D P F | D F | D F | D F |  |  | Yes |  |  |  | D F | D F | D F |  | D P | D P | D
.1.3.6.1.4.1.2067.1.1.2 | Switch | TELLABS | UMC1000-IPMI | UMC1000 IPMI | IP-9.5.0 | D P F |  |  | D F | D F |  |  | Yes | [5 empty] | D F | D F |  |  | D
.1.3.6.1.4.1.6486.801.1.1.2.1.10.1.6 | Switch | ALCATEL | 6900-X72 | Alcatel-Lucent OS6900-X72 7.3.4.310.R02 Service Release November 15 2016. | IP-9.5.0 | D F | D P F | D F | D F | D F |  | D | Yes |  |  |  | D F | D F | D F |  | D P | D P | D
.1.3.6.1.4.1.26866.3.6 | Switch | GIGAMON | GigaVUE-HC2 | Linux iadtp21 2.6.34-GIGAMONsmp-gvhc2 GigaVUE-OS 4.4.03 #16844 2016-03-01 22:29:21 SMP ppc | IP-9.5.0 | D P F | D P F |  | D F | D F |  |  | Yes | [7 empty] | D P | D P | D |  | D
.1.3.6.1.4.1.1872.1.13.3.10.2 | Switch | RADWARE | Alteon-Switch5208XL | Alteon Application Switch 5208XL | IP-9.5.0 | D P F | D F |  | D F | D F |  |  | No | [7 empty] | D P |  | D
.1.3.6.1.4.1.26866.3.5 | Switch | GIGAMON | GigaVUE-HB1 | Linux ladtp11 2.6.34-GIGAMONuni-gvhb1 GigaVUE-OS 4.3.00 #6799 2015-03-24 19:25:01 ppc | IP-9.5.0 | D P F | D P F |  | D F | D F |  |  | Yes | [7 empty] | D P | D P | D |  | D
.1.3.6.1.4.1.9.1.2143 | Router | CISCO | ASR1006-X | Cisco IOS Software ASR1000 Software (X86_64_LINUX_IOSD-ADVENTERPRISEK9-M) Version 15.5(3)S2b RELEASE SOFTWARE (fc1)\X0D\X0ATechnical Support: http://www.cisco.com/techsupport\X0D\X0ACopyright (c) 1986-2016 by Cisco Systems Inc.\X0D\X0ACompiled Sat 21-May-16 09:07 by mc | IP-9.5.0 | D P F |  | D F | D F | D F |  |  | No | D |  |  | D F |  | D F | D F | D P | D P | D
.1.3.6.1.4.1.9.1.2351 | Router | CISCO | NCS-5502SE | Cisco IOS XR Software (NCS-5500) Version 6.1.1\X0D\X0ACopyright (c) 2013-2016 by Cisco Systems Inc. | IP-9.5.0 | D P F |  | D F | D F | D F |  |  | Yes |  |  |  | D F |  | D F |  | D P | D P | D
.1.3.6.1.4.1.9.1.2349 | Router | CISCO | NCS-5508 | Cisco IOS XR Software (NCS-5500) Version 6.0.2\X0D\X0ACopyright (c) 2013-2016 by Cisco Systems Inc. | IP-9.5.0 | D P F |  | D F | D F | D F |  |  | Yes |  |  |  | D F |  | D F |  | D P | D P | D
.1.3.6.1.4.1.41916.3.2.12 | Host | VIPTELA | vBond | 16.2.10 | IP-9.5.0 |  |  |  | D F | D F |  |  | No | [7 empty] | D P | D P | D | D F | D P
.1.3.6.1.4.1.14823.1.2.86 | WirelessAccessPoint | ARUBANETWORKS | IAP-305 | ArubaOS (MODEL: 305) Version 6.5.2.1-6.5.2.1 | IP-9.5.0 | D P F |  |  | D F | D F |  |  | No
.1.3.6.1.4.1.14823.1.1.23 | WirelessController | ARUBA | Aruba620 | ArubaOS (MODEL: Aruba620-US) Version 6.3.1.8 (44205) | IP-9.5.0/IP-9.1 | D P F | D P F |  | D F | D F |  | D | No |  |  |  | D F | D F |  |  | D P | D P | D
.1.3.6.1.4.1.7779.1.1407 | Host | INFOBLOX | PT-1400 | Linux pl1seadnsext01.walgreens.com 3.14.25 #1 SMP Thu Jun 16 18:19:37 EDT 2016 x86_64 | IP-9.5.0 | D P F | D P F |  | D F | D F |  |  | Yes | [7 empty] | D P | D P | D |  | D P
.1.3.6.1.4.1.7779.1.1004 | Host | INFOBLOX | IbVnios | Linux pl2siadnscorp03.walgreens.com 3.14.25 #1 SMP Wed Oct 12 17:54:45 EDT 2016 x86_64 | IP-9.5.0 | D P F |  |  | D F | D F |  |  | No | [7 empty] | D P | D P | D |  | D P
.1.3.6.1.4.1.3417.1.5.4 | Host | BLUE-COAT | SG-8000 | Inbound SSLVA2 | IP-9.5.0 | D P F |  |  | D F | D F |  |  | No |  |  |  |  | D F | D F |  | D P | D P | D |  | D P
.1.3.6.1.4.1.9.1.1875 | WirelessAccessPoint | Cisco Aironet 1530 Series (IEEE 802.11n) Access Point | AP1530 | Cisco IOS Software C1530 Software (ap1g3-K9W7-M) Version 15.2(4)JB6 RELEASE SOFTWARE (fc1)\X0D\X0ATechnical Support: http://www.cisco.com/techsupport\X0D\X0ACopyright (c) 1986-2014 by Cisco Systems Inc.\X0D\X0ACompiled Fri 22-Aug-14 11:03 by prod_rel_team | IP-9.5.0 | D P F | D P F |  | D F | D F |  |  | Yes | [7 empty] | D P | D P | D
.1.3.6.1.4.1.1588.2.1.1.165 | FibreChannelSwitch | BROCADE | X6-4 | Connectrix ED-DCX6-4B | IP-9.5.0 | D F |  | D F | D F | D F |  |  | Yes |  |  |  | D F | D F | D F |  | D P | D P | D
.1.3.6.1.4.1.6486.800.1.1.2.1.12.1.2 | Switch | ALCATEL | OS6450-P10 | Alcatel-Lucent OS6450-P10 6.7.1.76.R04 GA October 18 2016. | IP-9.5.0 | D F | D P F | D F | D F | D F | D | D | Yes |  |  |  | D F |  | D F |  | D P | D P | D
.1.3.6.1.4.1.6486.800.1.1.2.1.12.1.5 | Switch | ALCATEL | OS6450-24 | Alcatel-Lucent OS6450-24 6.6.5.63.R02 GA December 16 2014. | IP-9.5.0 | D P F | D P F | D F | D F | D F | D | D | Yes |  |  |  | D F |  | D F |  | D P | D P | D
.1.3.6.1.4.1.9.1.2131 | Switch | CISCO | 3560CX-8XPD-S | Cisco IOS Software C3560CX Software (C3560CX-UNIVERSALK9-M) Version 15.2(3)E3 RELEASE SOFTWARE (fc3)\X0D\X0ATechnical Support: http://www.cisco.com/techsupport\X0D\X0ACopyright (c) 1986-2016 by Cisco Systems Inc.\X0D\X0ACompiled Wed 13-Jan-16 23:08 by prod_rel_team | IP-9.5.0 | D P F | D P F | D F | D F | D F | D | D | No |  |  |  | D F | D F | D F |  | D P | D P | D P
.1.3.6.1.4.1.9.12.3.1.3.1758 | Switch | CISCO | N3K-C31108PC-V | Cisco NX-OS(tm) nxos.7.0.3.I5.1.bin Software (nxos) Version 7.0(3)I5(1) RELEASE SOFTWARE Copyright (c) 2002-2016 by Cisco Systems Inc. Compiled 10/29/2016 8:00:00 | IP-9.5.0 |  | D P F | D F | D F | D F |  | D | Yes |  |  |  | D F | D F | D F |  | D P | D P | D
.1.3.6.1.4.1.6141.1.39 | Switch | CIENA | LE-327 | LightningEdge (tm) LE-327 Access Concentrator | IP-9.5.0 | D P F | D F | D F | D F | D F | D | D | Yes |  |  |  | D F | D F | D F |  | D P | D P | D
.1.3.6.1.4.1.22420.1.1 | Router | ACCEDIAN | AMN-1000-TE-R | AMN-1000-TE-R | IP-9.5.0 | D P F |  |  | D F | D F |  |  | No |  |  |  | D F |  | D F |  | D P |  | D
.1.3.6.1.4.1.12356.103.3.20 | Firewall | FORTINET | FAZVM64 | cw-new-mgt-analyser01 | IP-9.5.0 | D P F |  |  | D F | D F |  |  | No | [7 empty] | D P | D P
.1.3.6.1.4.1.12532.252.5.1 | Firewall | JUNIPER | SA4500 | Juniper NetworksIncSA-45008.0R9 (build 34269) | IP-9.5.0/IP-8.1.2 | D P F |  |  | D F | D F |  |  | No | [7 empty] | D P | D P | D
.1.3.6.1.4.1.25461.2.3.31 | Firewall | PAN | PA7000 | Palo Alto Networks PA-7000 series firewall | IP-9.5.0/IP-9.4.2 | D P F |  |  | D F | D F |  |  | Yes |  |  |  | D F | D F |  |  | D P | D P | D
.1.3.6.1.4.1.3375.2.1.3.4.83 | LoadBalancer | F5NETWORKS | BIG-IP-5200 | 11.4.1 | IP-9.5.0/IP-9.3 |  | D F |  | D F | D F |  | D | No |  |  |  | D F | D F | D F |  | D P | D P | D | D F | D
.1.3.6.1.4.1.3375.2.1.3.4.71 | LoadBalancer | F5NETWORKS | BIG-IP-5050 | 11.6.1 | IP-9.5.0 | D P F | D F |  | D F | D F |  | D | No |  |  |  | D F | D F | D F | D F | D P | D P | D | D F | D
.1.3.6.1.4.1.12383.3.1.1 | Host | GEMALTO | Gemalto-HSM | Linux psn-hsm-dev1 2.6.18-164.el5 #1 SMP Thu Sep 3 03:33:56 EDT 2009 i686 | IP-9.5.0/IP-9.4.2 | D P F | D F |  | D F | D F |  |  | No |  |  |  |  | D F | D F | D F | D P | D P | D |  | D P
.1.3.6.1.4.1.6027.1.3.22 | Switch | DELL | S4048-ON | Dell Networking OS\X0D\X0AOperating System Version: 2.0\X0D\X0AApplication Software Version: 9.11(0.0)\X0D\X0ASeries: S4048-ON\X0D\X0ACopyright (c) 1999-2016 by Dell Inc. All Rights Reserved.\X0D\X0ABuild Time: Fri Dec 2 16:57:53 2016 | IP-9.5.0 | D F | D P F | D F | D F | D F |  | D | No |  |  |  | D F | D F | D F |  | D P | D P | D
.1.3.6.1.4.1.9.1.2191 | Switch | CISCO | WS-C2960CX-8PC-L | Cisco IOS Software C2960CX Software (C2960CX-UNIVERSALK9-M) Version 15.2(4)E2 RELEASE SOFTWARE (fc2)\X0D\X0ATechnical Support: http://www.cisco.com/techsupport\X0D\X0ACopyright (c) 1986-2016 by Cisco Systems Inc.\X0D\X0ACompiled Mon 27-Jun-16 09:16 by prod_rel_team | IP-9.5.0 | D P F | D P F | D F | D F | D F | D | D | Yes |  |  |  | D F | D F | D F |  | D P | D P | D P
.1.3.6.1.4.1.9.1.2135 | Switch | CISCO | 3560CX-8TC-S | Cisco IOS Software C3560CX Software (C3560CX-UNIVERSALK9-M) Version 15.2(3)E3 RELEASE SOFTWARE (fc3)\X0D\X0ATechnical Support: http://www.cisco.com/techsupport\X0D\X0ACopyright (c) 1986-2016 by Cisco Systems Inc.\X0D\X0ACompiled Wed 13-Jan-16 23:08 by prod_rel_team | IP-9.5.0 | D P F | D P F | D F | D F | D F | D | D | Yes |  |  |  | D F | D F | D F |  | D P | D P | D P
.1.3.6.1.4.1.498.24.1 | Switch | GDC | SpectraComm-9-Port-Etherswitch | SpectraComm 9 Port Etherswitch | IP-9.5.0 | D P F |  |  | D F | D F |  |  | No
.1.3.6.1.4.1.9.12.3.1.3.1660 | FibreChannelSwitch | CISCO | MDS-9396S | Cisco NX-OS(tm) m9300 Software (m9300-s1ek9-mz) Version 6.2(13) RELEASE SOFTWARE Copyright (c) 2002-2013 by Cisco Systems Inc. Compiled 8/31/2015 13:00:00 | IP-9.5.0 | D P F |  | D F | D F | D F |  |  | Yes |  |  |  | D F | D F | D F |  | D P | D P | D
.1.3.6.1.4.1.9.1.1621 | Router | CISCO | C898EA-ISR | Cisco IOS Software C800 Software (C800-UNIVERSALK9-M) Version 15.5(3)M RELEASE SOFTWARE (fc1)\X0D\X0ATechnical Support: http://www.cisco.com/techsupport\X0D\X0ACopyright (c) 1986-2015 by Cisco Systems Inc.\X0D\X0ACompiled Wed 22-Jul-15 23:59 by prod_rel_team | IP-9.5.0 | D P F |  | D F | D F | D F |  | D | Yes |  |  |  | D F |  | D F |  | D P | D P | D
.1.3.6.1.4.1.9.1.2396 | Router | CISCO | CISCO-4221-ISR | Cisco IOS Software [Denali] ISR Software (X86_64_LINUX_IOSD-UNIVERSALK9-M) Experimental Version 16.4.20160730:002508 [polaris_dev-BLD-BLD_POLARIS_DEV_LATEST_20160730_003928 129]\X0D\X0ACopyright (c) 1986-2016 by Cisco Systems Inc.\X0D\X0ACompiled Fri 29-Jul-16 22: | IP-9.5.0 | D P F |  | D F | D F | D F |  | D | Yes |  |  |  | D F | D F | D F | D F | D P | D P | D
.1.3.6.1.4.1.9.1.1166 | Router | CISCO | ASR1013 | Cisco IOS Software ASR1000 Software (X86_64_LINUX_IOSD-ADVENTERPRISEK9-M) Version 15.5(3)S4b CUST-SPECIAL:V155_3_S4B_BT_2\X0D\X0AThis software is supported for a limited time under special agreement with Cisco Systems Inc. BT_2\X0D\X0ACopyright (c) 1986-2017 by C | IP-9.5.0/IP-9.0 | D P F |  | D F | D F | D F |  |  | Yes |  |  |  | D F |  | D F | D F | D P | D P | D
.1.3.6.1.4.1.3375.2.1.3.4.1000 | LoadBalancer | F5NETWORKS | BIGIP3900 | 3.1.1 | IP-9.5.0/IP-7.0.3 24 |  | D F |  | D F | D F |  |  | No | [7 empty] | D P | D P | D | D F | D
.1.3.6.1.4.1.674.10892.5 | Host | DELL | PowerEdge Series | 9.8(0.0P2) | IP-9.5.0 | D P F |  |  | D F | D F |  |  | No | [5 empty] | D F | D F |  |  | D | D F
.1.3.6.1.4.1.5468.1.13 | Switch | ACTELIS | ML230 | Actelis Networks Inc. ML230 SW version 7.25-903A00060 | IP-9.5.0 |  | D P F |  | D F | D F |  | D | No
.1.3.6.1.4.1.6027.1.3.28 | Switch | DELL | S6100 | Dell Networking OS\X0D\X0AOperating System Version: 2.0\X0D\X0AApplication Software Version: 9.11(0.0P4)\X0D\X0ASeries: S6100-ON\X0D\X0ACopyright (c) 1999-2017 by Dell Inc. All Rights Reserved.\X0D\X0ABuild Time: Wed Feb 8 07:08:56 2017 | IP-9.5.0 | D P F | D P F | D F | D F | D F |  | D | Yes |  |  |  | D F | D F | D F |  | D P | D P | D
.1.3.6.1.4.1.5468.1.5 | Switch | ACTELIS | ML130 | Actelis Networks Inc. ML130 SW version 6.10-903A00021 | IP-9.5.0 |  | D P F |  | D F | D F |  | D | No
.1.3.6.1.4.1.5812.2000 | Switch | CERAGON | IP-20C | Base Station | IP-9.5.0 | D P F |  |  | D F | D F |  |  | No
.1.3.6.1.4.1.841.2.21 | WirelessAccessPoint | PROXIM | mp-8100 | System Description | IP-9.5.0 | D F |  |  | D F | D F |  |  | No
.1.3.6.1.4.1.14823.1.1.39 | WirelessController | ARUBA | Aruba7005-US | ArubaOS (MODEL: Aruba7005-US) Version 6.4.3.6 (52927) | IP-9.5.0 | D P F | D P F | D F | D F | D F |  | D | No |  |  |  | D F |  |  |  | D P | D P | D
.1.3.6.1.4.1.177.11.5.2 | MediaGateway | SHOUT | 900AB | VX version 4.7v127 Chassis Type: SHOUTIP 900AB \X0D\X0A 1 Processor(s) \X0D\X0A Intel Pentium 4/Mobile P4/Xeon/Xeon-MP/Celeron/Mobile Celeron ( | IP-9.5.0 | D P F |  |  | D F | D F |  |  | No
.1.3.6.1.4.1.38819.1.5.10.4.740.100 | ConvergedInfrastructureManager | DELL | VBlock | The VCE Company Foundation Management Vblock (TM) Monitor 3.5.2.0 Copyright (c) 2012 The VCE Company LLC; All Rights Reserved | IP-9.5.0 | D P F |  |  | D F | D F |  |  | No | [9 empty] | D
.1.3.6.1.4.1.664.1.1288 | Router | ADTRAN | NetVanta-3140 | NetVanta 3140 Version: R11.10.1 Date: Tue Jan 26 17:20:20 CST 2016 | IP-9.5.0 | D P F | D P F |  | D F | D F |  |  | Yes | [7 empty] | D P | D P | D
.1.3.6.1.4.1.177.15.1.1.2 | Host | SONUS | SBC-1000 | Dubai CTO Gateway | IP-9.5.0 | D P F |  |  | D F | D F |  |  | No | [5 empty] | D F |  | D P | D P | D |  | D P
.1.3.6.1.4.1.43806 | Host | SHAPESECURITY | ShapeShifter-3100 | ShapeShifter 3100 Appliance | IP-9.5.0 | D P F |  |  | D F | D F |  |  | Yes | [7 empty] | D P | D P
.1.3.6.1.4.1.3132.12.2.1 | Host | NETKIT | Nevada | NEVADA-BTS-P-050626-120208A | IP-9.5.0 | D P F |  |  | D F | D F |  |  | No | [9 empty] | D
.1.3.6.1.4.1.164.6.1.3.136 | Router | RAD | IP-mux24 | TDMoIP Gateway: Boot: 1.30 Hw: 0.1 Sw: 1.60 | IP-9.5.0 | D P F |  |  | D F | D F |  |  | No
.1.3.6.1.4.1.25506.11.2.21 | Router | H3C | H3C-A6600 | HPE Comware Platform Software\X0D\X0AComware Software Version 5.20.106Release 3303P27\X0D\X0AHPE A6604 Router\X0D\X0ACopyright(c) 2010-2016 Hewlett Packard Enterprise Development LP\X0D\X0A | IP-9.5.0 | D P F |  |  | D F | D F |  |  | Yes |  |  |  | D F | D F | D F |  | D P | D P | D
.1.3.6.1.4.1.3375.2.1.3.4.82 | LoadBalancer | F5NETWORKS | F5-4200V | 11.5.4 | IP-9.5.0/IP-9.4 | D P F | D F |  | D F | D F |  | D | No |  |  |  | D F | D F | D F | D F | D P | D P | D | D F | D
.1.3.6.1.4.1.1872.1.13.3.10 | LoadBalancer | RADWARE | Alteon-NG-5208 | Alteon Application Switch 5208 | IP-9.5.0 | D F | D F |  | D F | D F |  |  | No
.1.3.6.1.4.1.1588.2.1.1.166 | FibreChannelSwitch | BROCADE | X6-8 | Connectrix ED-DCX6-8B | IP-9.5.0 | D F |  | D F | D F | D F |  |  | Yes |  |  |  | D F | D F | D F |  | D P | D P | D
.1.3.6.1.4.1.9.12.3.1.3.1839 | Switch | CISCO | N9K-C9232C | Cisco NX-OS(tm) nxos.7.0.3.I4.6.bin Software (nxos) Version 7.0(3)I4(6) RELEASE SOFTWARE Copyright (c) 2002-2013 by Cisco Systems Inc. Compiled 3/9/2017 21:00:00 | IP-9.5.0 |  | D P F | D F | D F | D F |  | D | Yes |  |  |  | D F | D F | D F |  | D P | D P | D
.1.3.6.1.4.1.6141.1.71 | Switch | CIENA | LE-310 Access Concentrator | LightningEdge (tm) LE-310 Access Concentrator | IP-9.5.0 | D P F | D F | D F | D F | D F | D | D | Yes |  |  |  | D F | D F | D F |  | D P | D P | D
.1.3.6.1.4.1.9.12.3.1.3.1824 | Switch | CISCO | N9K-C93108TC-EX | Cisco NX-OS(tm) nxos.7.0.3.I4.2.bin Software (nxos) Version 7.0(3)I4(2) RELEASE SOFTWARE Copyright (c) 2002-2013 by Cisco Systems Inc. Compiled 7/21/2016 7:00:00 | IP-9.5.0 | D P F | D P F | D F | D F | D F |  | D | Yes |  |  |  | D F | D F | D F |  | D P | D P | D
.1.3.6.1.4.1.2011.2.23.270 | Switch | HUAWEI | S5720-EI series Ethernet switches | S5720-36C-EI-28S-AC \X0D\X0AHuawei Versatile Routing Platform Software \X0D\X0A VRP (R) softwareVersion 5.160 (S5720 V200R009C00SPC500) \X0D\X0A Copyright (C) 2007 Huawei Technologies Co. Ltd. | IP-9.5.0 | D P F | D P F | D F | D F | D F | D | D | No | [5 empty] | D F |  | D P | D P | D
.1.3.6.1.4.1.1397.2.27 | Switch | TELLABS | 8605 Access Switch | Tellabs 8605 Access Switch | IP-9.5.0 | D F | D P F |  | D F | D F |  |  | No
.1.3.6.1.4.1.6141.1.34 | Switch | CIENA | LE-42H Access Portal | LightningEdge (tm) LE-42H Access Portal | IP-9.5.0 | D P F | D F |  | D F | D F |  | D | Yes |  |  |  | D F |  | D F |  |  |  | D
.1.3.6.1.4.1.30065.1.3011.7150.3282.24.2745.761 | Switch | ARISTA | DCS-7150S-24-CL-SSD | Arista Networks EOS version 4.10.0-7150 running on an Arista Networks DCS-7150S-24-CL-SSD | IP-9.5.0 | D P F | D P F |  | D F | D F |  | D | Yes | [7 empty] | D P | D P | D
.1.3.6.1.4.1.6027.1.3.23 | Switch | DELL | S3048-ON | Dell Networking OS\X0D\X0AOperating System Version: 2.0\X0D\X0AApplication Software Version: 9.10(0.1)\X0D\X0ASeries: S3048-ON\X0D\X0ACopyright (c) 1999-2016 by Dell Inc. All Rights Reserved.\X0D\X0ABuild Time: Wed May 11 23:07:56 2016 | IP-9.5.0/IP-9.4.2 | D P F | D P F | D F | D F | D F |  | D | Yes |  |  |  | D F | D F | D F |  | D P | D P | D
.1.3.6.1.4.1.9.12.3.1.3.1697 | Switch | CISCO | N3K-C3232C | Cisco NX-OS(tm) nxos.7.0.3.I5.1.bin Software (nxos) Version 7.0(3)I5(1) RELEASE SOFTWARE Copyright (c) 2002-2016 by Cisco Systems Inc. Compiled 10/29/2016 8:00:00 | IP-9.5.0 |  | D P F | D F | D F | D F |  | D | Yes |  |  |  | D F | D F | D F |  | D P | D P | D
.1.3.6.1.4.1.5468.1.4 | Switch | ACTELIS | ML628 | Actelis Networks Inc. ML628 SW version 5.20-501V060540 | IP-9.5.0 |  | D P F |  | D F | D F |  | D | No
.1.3.6.1.4.1.177.15.1.1.1 | Host | SONUS | SBC-2000 | SonusUCMS2 | IP-9.5.0 | D P F |  | D F | D F | D F |  |  | No |  |  |  | D F | D F | D F |  | D P | D P | D |  | D P
.1.3.6.1.4.1.6889.1.73.2 | Host | AVAYA | Avaya Aura(R) Communication Manager VE | Avaya Aura(R) Communication Manager VE | IP-9.5.0 | D P F |  |  | D F | D F |  |  | No | [7 empty] | D P | D P | D |  | D P
.1.3.6.1.4.1.9.1.2140 | Host | CISCO | SNS-3415-K9 | Cisco Identity Services Engine | IP-9.5.0 | D P F | D F |  | D F | D F |  |  | Yes | [7 empty] | D P | D P | D |  | D P
.1.3.6.1.4.1.14823.1.2.82 | WirelessAccessPoint | ARUBANETWORKS | IAP-315 | ArubaOS (MODEL: 315) Version 6.5.2.0-6.5.2.0 | IP-9.5.0 | D F |  |  | D F | D F |  |  | No
.1.3.6.1.4.1.6141.1.32 | Switch | CIENA | LE-46 Access Portal | LightningEdge (tm) LE-46 Access Portal | IP-9.5.0 | D P F | D F |  | D F | D F |  | D | Yes |  |  |  | D F |  | D F |  |  |  | D
.1.3.6.1.4.1.11.2.3.7.8.5.5 | Switch | HP | JL256A 2930F-48G-PoE+4SFP+ | Aruba 2930F VSF VC revision WC.16.03.0004 ROM WC.16.01.0003 (/ws/swbuildm/rel_tacoma_qaoff/code/build/lvm(swbuildm_rel_tacoma_qaoff_rel_tacoma)) | IP-9.5.0 | D P F | D P F |  | D F | D F |  | D | No |  |  |  | D F | D F |  |  |  |  | D
.1.3.6.1.4.1.9.12.3.1.3.1175 | Switch | CISCO | Nexus-5596-T | Cisco NX-OS(tm) n5000 Software (n5000-uk9) Version 6.0(2)N1(2) RELEASE SOFTWARE Copyright (c) 2002-2012 by Cisco Systems Inc. Device Manager Version 6.0(2)N1(1) Compiled 3/14/2013 1:00:00 | IP-9.5.0 | D P F | D P F | D F | D F | D F |  | D | Yes |  |  |  | D F | D F | D F |  | D P | D P | D
.1.3.6.1.4.1.6027.1.4.1 | Switch | DELL | Force10-MXL | Dell Networking OS\X0D\X0AOperating System Version: 2.0\X0D\X0AApplication Software Version: 9.8(0.0)\X0D\X0ASeries: MXL-10/40GbE\X0D\X0ACopyright (c) 1999-2015 by Dell Inc. All Rights Reserved.\X0D\X0ABuild Time: Fri May 15 00:25:50 2015 | IP-9.5.0 | D P F | D P F | D F | D F | D F |  | D | Yes | [5 empty] | D F |  | D P | D P | D
.1.3.6.1.4.1.2011.2.23.292 | Switch | HUAWEI | S5320-56C | S5320-56C-PWR-EI-AC \X0D\X0AHuawei Versatile Routing Platform Software \X0D\X0A VRP (R) softwareVersion 5.160 (S5320 V200R008C00SPC500) \X0D\X0A Copyright (C) 2007 Huawei Technologies Co. Ltd. | IP-9.5.0 | D P F | D P F | D F | D F | D F | D | D | No | [5 empty] | D F |  | D P | D P | D
.1.3.6.1.4.1.3375.2.1.3.4.63 | LoadBalancer | F5NETWORKS | BIG-IP-VIPRION | 11.6.0 | IP-9.5.0/IP-9.4.1 |  | D F |  | D F | D F |  | D | No |  |  |  | D F | D F | D F |  | D P | D P | D | D F | D
.1.3.6.1.4.1.3375.2.1.3.4.97 | LoadBalancer | F5NETWORKS | BIG-IP-7255 | 11.5.4 | IP-9.5.0 | D P F | D F |  | D F | D F |  |  | No |  |  |  | D F | D F | D F | D F | D P | D P | D | D F | D
.1.3.6.1.4.1.664.1.1414 | Router | ADTRAN | NetVanta-6410 | NetVanta 3140 Version: R11.10.1 Date: Tue Jan 26 17:20:20 CST 2016 | IP-9.5.0 | D P F |  |  | D F | D F |  |  | Yes | [7 empty] | D P | D P | D
.1.3.6.1.4.1.2620.1.6.123.1.63 | Firewall | CHECKPOINT | Linux fwnewleg01 | Linux fwnewleg01 2.6.18-92cpx86_64 #1 SMP Sun Apr 10 16:06:24 IDT 2016 x86_64 | IP-9.5.0 | D P F |  |  | D F | D F |  |  | No |  |  |  | D F | D F | D F | D F | D P | D P | D |  | D
.1.3.6.1.4.1.42359.1.2.2 | Host | VERSA | Versa-110 | Versa Appliance | IP-9.5.0 | D P F |  |  | D F | D F |  |  | No | [7 empty] | D P | D P
.1.3.6.1.4.1.674.10892.2 | Host | DELL | M1000E | This system component provides a complete set of remote management functions for modular servers | IP-9.5.0 | D P F |  |  | D F | D F |  |  | No |  |  |  | D F | D F | D F |  |  |  | D
.1.3.6.1.4.1.6141.1.36 | Switch | CIENA | LE-407 | LightningEdge (tm) LE-407 Access Distributor | IP-9.5.0 | D P F | D F | D F | D F | D F | D | D | Yes |  |  |  | D F | D F | D F |  | D P | D P | D
.1.3.6.1.4.1.1588.2.1.1.133 | FibreChannelSwitch | BROCADE | DS-6520B | DS-6520B | IP-9.5.0 | D P F |  |  | D F | D F |  |  | Yes |  |  |  | D F | D F | D F |  | D P | D P | D
.1.3.6.1.4.1.6141.1.2 | Switch | CIENA | LE-22 | LE-22LE-OS3.603.06.15.0002 | IP-9.5.0 | D P F | D F |  | D F | D F |  | D | Yes |  |  |  | D F |  | D F |  |  |  | D
.1.3.6.1.4.1.9.12.3.1.3.612 | Switch | CISCO | N7K-C7010 | Cisco NX-OS(tm) n7000 Software (n7000-s1-dk9) Version 6.2(16) RELEASE SOFTWARE Copyright (c) 2002-2013 by Cisco Systems Inc. Compiled 1/27/2016 9:00:00 | IP-9.5.0/IP-9.1 | D P F | D P F | D F | D F | D F |  |  | Yes |  |  |  | D F | D F | D F | D F | D P | D P | D
.1.3.6.1.4.1.9.12.3.1.3.1666 | Switch | CISCO | Nexus-N3K-C3548P-10GX | Cisco NX-OS(tm) n3500 Software (n3500-uk9) Version 6.0(2)A6(8) RELEASE SOFTWARE Copyright (c) 2002-2012 by Cisco Systems Inc. Compiled 7/1/2016 4:00:00 | IP-9.5.0 | D P F | D P F | D F | D F | D F |  | D | Yes | D |  |  | D F | D F | D F | D F | D P | D P | D
.1.3.6.1.4.1.9.12.3.1.3.1743 | Switch | CISCO | N3K-C3264Q | Cisco NX-OS(tm) nxos.7.0.3.I5.1.bin Software (nxos) Version 7.0(3)I5(1) RELEASE SOFTWARE Copyright (c) 2002-2016 by Cisco Systems Inc. Compiled 10/29/2016 8:00:00 | IP-9.5.0 |  | D P F | D F | D F | D F |  | D | Yes |  |  |  | D F | D F | D F |  | D P | D P | D
.1.3.6.1.4.1.9.1.283 | Switch | CISCO | IOS 6509 | Cisco IOS Software s72033_rp Software (s72033_rp-ADVIPSERVICESK9_WAN-M) Version 12.2(33)SXI7 RELEASE SOFTWARE (fc1)\X0D\X0ATechnical Support: http://www.cisco.com/techsupport\X0D\X0ACopyright (c) 1986-2011 by Cisco Systems Inc.\X0D\X0ACompiled Mon 18-Jul-11 05:49 by pr | IP-9.5.0/IP-7.0 | D P F | D P F | D F | D F | D F | D | D | Yes | D |  |  | D F | D F | D F | D F | D P | D P | D P
.1.3.6.1.4.1.5468.1.7 | Switch | ACTELIS | ML2300 | Actelis Networks Inc. ML2300 SW version 7.25-903A00060 | IP-9.5.0 |  | D P F |  | D F | D F |  | D | No
.1.3.6.1.4.1.2636.1.1.1.2.99 | Router | JUNIPER | MX2010 | Juniper Networks Inc. mx2010 internet router kernel JUNOS 15.1X24 Build date: 2016-08-16 23:00:17 UTC Copyright (c) 1996-2016 Juniper Networks Inc. | IP-9.5.0 | D P F |  | D F | D F | D F |  |  | No |  |  |  |  | D F | D F |  | D P | D P | D
.1.3.6.1.4.1.9.1.1770 | Router | CISCO | VG320 | Cisco IOS Software VG3X0 Software (VG3X0-UNIVERSALK9-M) Version 15.4(3)M3 RELEASE SOFTWARE (fc2)\X0D\X0ATechnical Support: http://www.cisco.com/techsupport\X0D\X0ACopyright (c) 1986-2015 by Cisco Systems Inc.\X0D\X0ACompiled Fri 05-Jun-15 17:29 by prod_rel_team | IP-9.5.0 | D P F |  | D F | D F | D F |  |  | Yes |  |  |  | D F | D F | D F | D F | D P | D P | D
.1.3.6.1.4.1.9.1.2400 | Router | CISCO | NCS-5501 | Cisco IOS XR Software (NCS-5500) Version 6.1.1\X0D\X0ACopyright (c) 2013-2016 by Cisco Systems Inc. | IP-9.5.0 | D P F |  | D F | D F | D F |  |  | Yes |  |  |  | D F |  | D F |  | D P | D P | D
.1.3.6.1.4.1.9.1.1707 | Router | CISCO | 4451-X | Cisco IOS Software ISR Software (X86_64_LINUX_IOSD-UNIVERSALK9-M) Version 15.4(3)S4 RELEASE SOFTWARE (fc3)\X0D\X0ATechnical Support: http://www.cisco.com/techsupport\X0D\X0ACopyright (c) 1986-2015 by Cisco Systems Inc.\X0D\X0ACompiled Mon 05-Oct-15 11:24 by mcpre | IP-9.5.0/IP-9.3 | D P F |  |  | D F | D F |  |  | Yes |  |  |  | D F | D F | D F | D F | D P | D P | D
.1.3.6.1.4.1.12356.103.1.10004 | Firewall | FORTINET | FMG-1000-D | Edge Central FortiGuard - Des Moines | IP-9.5.0 | D P F |  |  | D F | D F |  |  | No | [7 empty] | D P | D P
.1.3.6.1.4.1.3375.2.1.3.4.24 | LoadBalancer | F5NETWORKS | BIGIP-3900 | 11.5.4 | IP-9.5.0/IP-9.1 | D P F | D F |  | D F | D F |  | D | No |  |  |  | D F | D F | D F |  | D P | D P | D | D F | D
.1.3.6.1.4.1.3375.2.1.3.4.95 | LoadBalancer | F5NETWORKS | BIG-IP-Vpr-C2200 | 11.5.4 | IP-9.5.0 | D F | D F |  | D F | D F |  | D | No |  |  |  | D F | D F | D F | D F | D P | D P | D | D F | D
.1.3.6.1.4.1.2636.1.1.1.2.136 | Router | JUNIPER | srx345 | Juniper Networks Inc. srx345 internet router kernel JUNOS 15.1X49-D50.3 Build date: 2016-05-28 20:40:15 UTC Copyright (c) 1996-2016 Juniper Networks Inc. | IP-9.5.0 | D P F |  | D F | D F | D F |  |  | No |  |  |  | D F | D F | D F |  | D P | D P | D
.1.3.6.1.4.1.6983.1.10.20 | Firewall | CHECKPOINT | UTM-1 Edge N | Check Point Embedded | IP-9.5.0 | D P F | D P F |  | D F | D F |  |  | No | [7 empty] | D P
.1.3.6.1.4.1.5595.250.10 | Host | GEMALTO | Gemalto-SafeNet-K460 | Ingrian NAE OS | IP-9.5.0 | D P F | D P F |  | D F | D F |  |  | No | [7 empty] | D P | D P
.1.3.6.1.4.1.9.1.2382 | Router | CISCO | Cisco-819-4G | Cisco IOS Software C800 Software (C800-UNIVERSALK9-M) Version 15.6(2)T1 RELEASE SOFTWARE (fc1)\X0D\X0ATechnical Support: http://www.cisco.com/techsupport\X0D\X0ACopyright (c) 1986-2016 by Cisco Systems Inc.\X0D\X0ACompiled Fri 08-Jul-16 08:19 by prod_rel_team | IP-9.5.0 | D P F |  | D F | D F | D F |  | D | No |  |  |  | D F |  | D F |  | D P | D P | D
.1.3.6.1.4.1.3132.550 | Router | NETKIT | ACP-550 | ACP550-STD | IP-9.5.0/IP-9.4.2 | D P F | D F |  | D F | D F |  |  | No
.1.3.6.1.4.1.6141.1.37 | Switch | CIENA | LE-427 Direct Access | LightningEdge (tm) LE-427 Access Distributor | IP-9.5.0 | D P F | D F | D F | D F | D F | D | D | Yes |  |  |  | D F | D F | D F |  | D P | D P | D
.1.3.6.1.4.1.9.12.3.1.3.1759 | Switch | CISCO | N3K-C31108TC-V | Cisco NX-OS(tm) nxos.7.0.3.I5.1.bin Software (nxos) Version 7.0(3)I5(1) RELEASE SOFTWARE Copyright (c) 2002-2016 by Cisco Systems Inc. Compiled 10/29/2016 8:00:00 | IP-9.5.0 |  | D P F | D F | D F | D F |  | D | Yes |  |  |  | D F | D F | D F |  | D P | D P | D
.1.3.6.1.4.1.1588.3.3.1.164 | Switch | BROCADE | VDX-Switch-6940 | v6.0.2d | IP-9.5.0 |  | D F | D F | D F | D F |  | D | Yes |  |  |  | D F | D F | D F |  | D P | D P | D
.1.3.6.1.4.1.5003.8.1.1.83 | MediaGateway | AUDIOCODES | SW 9000 SBC | Product: SW 9000 SBC;SW Version: 7.00A.095.004 | IP-9.5.0 |  |  | D F | D F | D F |  |  | No | [7 empty] | D P | D P | D
.1.3.6.1.4.1.10418.16.1.4 | Host | AVOCENT | Cyclades-ACS6004 | Cyclades ACS 6000 | IP-9.5.0 | D P F | D F |  | D F | D F |  |  | No |  |  |  | D F | [5 empty] | D
.1.3.6.1.4.1.9.1.2139 | Host | CISCO | SNS-3495-K9 | Cisco Identity Services Engine | IP-9.5.0 | D P F |  |  | D F | D F |  |  | Yes | [7 empty] | D P | D P | D |  | D P
.1.3.6.1.4.1.11829.2.3.24 | Host | CORVILPROBE | CMC2 | Corvil Management Center software: Version 9.1 (9.1.0.10919-GA.149006-64bit Wed 10 Aug 2016) | IP-9.5.0 | D F |  |  | D F | D F |  |  | No | [7 empty] | D P | D P | D | D F
.1.3.6.1.4.1.8072.3.2.10 | Host | LINUX | Net-SNMP-Agent-5.1 | Linux NOQCJAIP99C 2.6.16.17 #2 SMP PREEMPT Mon Jan 9 10:27:58 PST 2017 mips | IP-9.5.0/IP-9.0 | D F |  | D F | D F | D F |  |  | No |  |  |  | D F | D F |  |  |  |  | D
.1.3.6.1.4.1.6027.1.3.29 | Switch | DELL | S6010 | Dell Networking OS\X0D\X0AOperating System Version: 2.0\X0D\X0AApplication Software Version: 9.10(0.1)\X0D\X0ASeries: S6010-ON\X0D\X0ACopyright (c) 1999-2016 by Dell Inc. All Rights Reserved.\X0D\X0ABuild Time: Wed May 11 23:07:56 2016 | IP-9.5.0 | D P F | D P F | D F | D F | D F |  | D | Yes |  |  |  | D F | D F | D F |  | D P | D P | D
.1.3.6.1.4.1.2636.1.1.1.2.97 | Router | JUNIPER | MX104 | Juniper Networks Inc. mx104 internet router kernel JUNOS 13.3R7.4 Build date: 2015-08-09 11:29:41 UTC Copyright (c) 1996-2015 Juniper Networks Inc. | IP-9.5.0 | D F |  | D F | D F | D F |  |  | Yes |  |  |  | D F | D F | D F |  | D P | D P | D
.1.3.6.1.4.1.9.1.1042 | Router | CISCO | C3900 | Cisco IOS Software C3900 Software (C3900-UNIVERSALK9-M) Version 15.0(1)M5 RELEASE SOFTWARE (fc2)\X0D\X0ATechnical Support: http://www.cisco.com/techsupport\X0D\X0ACopyright (c) 1986-2011 by Cisco Systems Inc.\X0D\X0ACompiled Wed 23-Feb-11 18:29 by prod_rel_team | IP-9.5.0/IP-8.1.2 | D P F |  | D F | D F | D F |  | D | Yes |  |  |  | D F | D F | D F | D F | D P | D P | D
.1.3.6.1.4.1.664.1.1351 | Router | ADTRAN | TA5004 | TA5004 | IP-9.5.0 | D P F | D P F |  | D F | D F |  |  | Yes
.1.3.6.1.4.1.3375.2.1.3.4.89 | LoadBalancer | F5NETWORKS | F5-Viprion-10200s | 11.5.4 | IP-9.5.0 | D P F | D F |  | D F | D F |  | D | No |  |  |  | D F | D F | D F | D F | D P | D P | D | D F | D
.1.3.6.1.4.1.664.1.1166 | Switch | ADTRAN | NetVanta-1535P | NetVanta 1535P Version: R10.9.1 Date: Thu Oct 10 22:34:45 2013 | IP-9.5.0 | D P F | D P F |  | D F | D F | D |  | Yes | [7 empty] | D P | D P | D
.1.3.6.1.4.1.6027.1.3.30 | Switch | DELL | S4048T | Dell Networking OS\X0D\X0AOperating System Version: 2.0\X0D\X0AApplication Software Version: 9.10(0.1)\X0D\X0ASeries: S4048T-ON\X0D\X0ACopyright (c) 1999-2016 by Dell Inc. All Rights Reserved.\X0D\X0ABuild Time: Wed May 11 23:07:56 2016 | IP-9.5.0 | D P F | D P F | D F | D F | D F |  | D | Yes |  |  |  | D F | D F | D F |  | D P | D P | D
.1.3.6.1.4.1.11.2.3.7.11.151 | Switch | HP | HP-J9803A-1810-24G | HP 1810-24G PL.2.04 eCos-3.0 1_12_8-customized-h | IP-9.5.0 | D P F | D P F |  | D F | D F | D | D | No
.1.3.6.1.4.1.9.1.1199 | Firewall | CISCO | Cisco-ASA5585-SSP-20SC | Cisco Adaptive Security Appliance Version 9.4(3)11 | IP-9.5.0/IP-9.2.2 | D F |  |  | D F | D F |  |  | Yes | [7 empty] | D P | D P | D
.1.3.6.1.4.1.11829.2.3.28 | Host | CORVILPROBE | CNE7450 | Corvil CNE Appliance software: Version 9.1 (9.1.0.10919-GA.149006-64bit Wed 10 Aug 2016) | IP-9.5.0 | D F |  |  | D F | D F |  |  | No | [7 empty] | D P | D P | D | D F
.1.3.6.1.4.1.9.1.2265 | Host | CISCO | SNS-3515K9 | Cisco Identity Services Engine | IP-9.5.0 | D P F |  |  | D F | D F |  |  | Yes | [7 empty] | D P | D P | D |  | D P
.1.3.6.1.4.1.38819.1.5.10.3.350.400 | ConvergedInfrastructureManager | DELL | VxBlock | The VCE Company Foundation Management Vblock (TM) Monitor 3.5.2.0 Copyright (c) 2012 The VCE Company LLC; All Rights Reserved | IP-9.5.0 | D P F |  |  | D F | D F |  |  | No | [9 empty] | D
.1.3.6.1.4.1.9.12.3.1.3.1812 | Switch | CISCO | N9K-C93180YC-EX | Cisco NX-OS(tm) aci Software (aci-n9000-system) Version 12.0(2l) RELEASE SOFTWARE Copyright (c) 2002-2015 by Cisco Systems Inc. Compiled 2016/11/19 07:02:07 | IP-9.5.0 |  | D P F | D F | D F | D F |  |  | Yes |  |  |  | D F | D F | D F |  | D P | D P | D
.1.3.6.1.4.1.1588.3.3.1.131 | Switch | BROCADE | VDX-Switch-6740 | v6.0.2d | IP-9.5.0/IP-9.3 |  | D F | D F | D F | D F |  | D | Yes |  |  |  | D F | D F | D F |  | D P | D P | D

## Legacy Cert Matrix
[9 empty] | Availability Manager | [10 empty] | Performance Manager | [5 empty] | Server PM
Object ID | Device Type | Vendor | Model Name | OS version | Release | Interfaces | Ports | Cards | SNMP Agent | IP | Bridging | STP | VLAN | VNP | DLCI | HSRP | IP Security | Virtual Router | Power Supply | Fan | Temp Sensor | Voltage Sensor | CPU | Memory | Chassis | Disk | File System | Object ID in release
.1.3.6.1.4.1.141.1.1.6010 | Host | 3Com | SuperStack TR Advanced RMON Agent Version F3.10.0 | NA | IP-6.0 | Yes | No | No | Yes | Yes | No | No | No | No | No | No | No | No | No | No | No | No | No | No | Yes |  |  | .1.3.6.1.4.1.141.1.1.6010 in IP-6.0
.1.3.6.1.4.1.388.1.4 | Hub | 3Com | DSSS Access Point | NA | IP-6.0 | Yes | No | No | Yes | Yes | No | No | No | No | No | No | No | No | No | No | No | No | No | No | Yes |  |  | .1.3.6.1.4.1.388.1.4 in IP-6.0
.1.3.6.1.4.1.43.1.8.6 | Hub | 3Com | LinkBuilder FDDI | NA | IP-6.0 | Yes | No | No | Yes | Yes | No | No | No | No | No | No | No | No | No | No | No | No | No | No | Yes |  |  | .1.3.6.1.4.1.43.1.8.6 in IP-6.0
.1.3.6.1.4.1.43.1.8.5 | Hub | 3Com | SuperStack II Hub 10 | NA | IP-6.0 | Yes | No | No | Yes | Yes | No | No | No | No | No | No | No | No | No | No | No | No | No | No | Yes |  |  | .1.3.6.1.4.1.43.1.8.5 in IP-6.0
.1.3.6.1.4.1.43.10.27.4.1 | Hub | 3Com | SuperStack II PS Hub 40 | NA | IP-6.0 | Yes | No | No | Yes | Yes | No | No | No | No | No | No | No | No | No | No | No | No | No | No | Yes |  |  | .1.3.6.1.4.1.43.10.27.4.1 in IP-6.0
.1.3.6.1.4.1.260.1.100 | Hub | 3Com | SuperStack TR Advanced RMON Agent Version F3.10.0 | Version F3.15.0 | IP-6.5.3 | No | Yes | Yes | Yes | Yes | No | No | No | No | No | No | No | No | No | No | No | No | No | No | Yes | No | No | .1.3.6.1.4.1.260.1.100 in IP-6.5.3
.1.3.6.1.4.1.43.1.9.13.1.2.1 | Router | 3Com | CoreBuilder-9000 (L3 Blade) | NA | IP-6.0 | Yes | No | Yes | Yes | Yes | No | No | No | Yes | No | No | No | No | No | No | No | No | No | No | Yes |  |  | .1.3.6.1.4.1.43.1.9.13.1.2.1 in IP-6.0
.1.3.6.1.4.1.43.1.9.13.1.2.4 | Router | 3Com | CoreBuilder-9000 (L3 Blade) | NA | IP-6.0 | Yes | No | Yes | Yes | Yes | No | No | No | Yes | No | No | No | No | No | No | No | No | No | No | Yes |  |  | .1.3.6.1.4.1.43.1.9.13.1.2.4 in IP-6.0
.1.3.6.1.4.1.43.1.9.13.1.2.5 | Router | 3Com | CoreBuilder-9000 (L3 Blade) | NA | IP-6.0 | Yes | No | Yes | Yes | Yes | No | No | No | Yes | No | No | No | No | No | No | No | No | No | No | Yes |  |  | .1.3.6.1.4.1.43.1.9.13.1.2.5 in IP-6.0
.1.3.6.1.4.1.429.2.19 | Router | 3Com | HiPer Access Router | NA | IP-6.0.1 | Yes | No | Yes | Yes | Yes | No | No | No | No | No | No | No | No | No | No | No | No | No | No | Yes |  |  | .1.3.6.1.4.1.429.2.19 in IP-6.0.1
.1.3.6.1.4.1.43.1.4.11 | Router | 3Com | NA | NA | IP-6.0 | Yes | No | Yes | Yes | Yes | No | No | No | No | No | No | No | No | No | No | No | No | No | No | Yes |  |  | .1.3.6.1.4.1.43.1.4.11 in IP-6.0
.1.3.6.1.4.1.43.1.4.20 | Router | 3Com | NA | NA | IP-6.0 | Yes | No | Yes | Yes | Yes | No | No | No | No | No | No | No | No | No | No | No | No | No | No | Yes |  |  | .1.3.6.1.4.1.43.1.4.20 in IP-6.0
.1.3.6.1.4.1.43.10.27.4.1.2.1 | Switch | 3Com | 3ComSuperStackII | NA | IP-6.0 | Yes | Yes | No | Yes | Yes | Yes | Yes | No | No | No | No | No | No | No | No | No | No | No | No | No |  |  | .1.3.6.1.4.1.43.10.27.4.1.2.1 in IP-6.0
.1.3.6.1.4.1.135.28 | Switch | 3Com | AccessBuilder 6218-JX | NA | IP-6.0 | Yes | Yes | No | Yes | Yes | Yes | Yes | No | No | No | No | No | No | No | No | No | No | No | No | No |  |  | .1.3.6.1.4.1.135.28 in IP-6.0
.1.3.6.1.4.1.43.1.9.15.2 | Switch | 3Com | ATM Expansion Module | NA | IP-6.0 | Yes | Yes | No | Yes | Yes | Yes | Yes | No | No | No | No | No | No | No | No | No | No | No | No | No |  |  | .1.3.6.1.4.1.43.1.9.15.2 in IP-6.0
.1.3.6.1.4.1.114.2.1.1.1.1.9 | Switch | 3Com | CoreBuilder 3500 | NA | IP-6.0 | Yes | Yes | No | Yes | Yes | Yes | Yes | No | No | No | No | No | No | No | No | No | No | No | No | No |  |  | .1.3.6.1.4.1.114.2.1.1.1.1.9 in IP-6.0
.1.3.6.1.4.1.43.1.16.1.1.1.1 | Switch | 3Com | CoreBuilder 3500 | NA | IP-6.0 | Yes | Yes | No | Yes | Yes | Yes | Yes | No | No | No | No | No | No | No | No | No | No | No | No | No |  |  | .1.3.6.1.4.1.43.1.16.1.1.1.1 in IP-6.0
.1.3.6.1.4.1.49.2.3.24 | Switch | 3Com | CoreBuilder 5000 | NA | IP-6.0 | Yes | Yes | No | Yes | Yes | Yes | Yes | No | No | No | No | No | No | No | No | No | no | No | No | Yes |  |  | .1.3.6.1.4.1.49.2.3.24 in IP-6.0
.1.3.6.1.4.1.114.1.3.2.1.1.8 | Switch | 3Com | CoreBuilder 6012 | NA | IP-6.0 | Yes | Yes | No | Yes | Yes | Yes | Yes | No | No | No | No | No | No | No | No | No | No | No | No | No |  |  | .1.3.6.1.4.1.114.1.3.2.1.1.8 in IP-6.0
.1.3.6.1.4.1.43.1.16.2.2.1.2 | Switch | 3Com | CoreBuilder-3900 | NA | IP-6.0 | Yes | Yes | No | Yes | Yes | No | No | No | No | No | No | No | No | No | No | No | No | No | No | Yes |  |  | .1.3.6.1.4.1.43.1.16.2.2.1.2 in IP-6.0
.1.3.6.1.4.1.43.1.12.1 | Switch | 3Com | Corebuilder7000 ATM | NA | IP-6.0 | Yes | Yes | Yes | Yes | Yes | Yes | No | No | No | No | No | No | No | No | No | No | No | No | No | Yes |  |  | .1.3.6.1.4.1.43.1.12.1 in IP-6.0
.1.3.6.1.4.1.43.1.12.4 | Switch | 3Com | CoreBuilder7000 ATM | NA | IP-6.0 | Yes | Yes | Yes | Yes | Yes | Yes | No | No | No | No | No | No | No | No | No | No | No | No | No | Yes |  |  | .1.3.6.1.4.1.43.1.12.4 in IP-6.0
.1.3.6.1.4.1.43.1.9.13.1.1.2 | Switch | 3Com | CoreBuilder-9000 (L2 Blade) | NA | IP-6.0 | Yes | Yes | No | Yes | Yes | No | No | No | No | No | No | No | No | No | No | No | No | No | No | Yes |  |  | .1.3.6.1.4.1.43.1.9.13.1.1.2 in IP-6.0
.1.3.6.1.4.1.43.1.9.13.1.1.4 | Switch | 3Com | CoreBuilder-9000 (L2 Blade) | NA | IP-6.0 | Yes | Yes | No | Yes | Yes | No | No | No | No | No | No | No | No | No | No | No | No | No | No | Yes |  |  | .1.3.6.1.4.1.43.1.9.13.1.1.4 in IP-6.0
.1.3.6.1.4.1.43.1.9.13.1.1.6 | Switch | 3Com | CoreBuilder-9000 (L2 Blade) | NA | IP-6.0 | Yes | Yes | No | Yes | Yes | No | No | No | No | No | No | No | No | No | No | No | No | No | No | Yes |  |  | .1.3.6.1.4.1.43.1.9.13.1.1.6 in IP-6.0
.1.3.6.1.4.1.43.1.9.13.1.1.7 | Switch | 3Com | CoreBuilder-9000 (L2 Blade) | NA | IP-6.0 | Yes | Yes | No | Yes | Yes | No | No | No | No | No | No | No | No | No | No | No | No | No | No | No |  |  | .1.3.6.1.4.1.43.1.9.13.1.1.7 in IP-6.0
.1.3.6.1.4.1.43.1.9.13.1.3.2 | Switch | 3Com | CoreBuilder-9000 (L2 Fabric) | NA | IP-6.0 | Yes | Yes | No | Yes | Yes | No | No | No | No | No | No | No | No | No | No | No | No | No | No | Yes |  |  | .1.3.6.1.4.1.43.1.9.13.1.3.2 in IP-6.0
.1.3.6.1.4.1.43.1.9.13.2.2.1 | Switch | 3Com | CoreBuilder9000 ATM | NA | IP-6.0 | Yes | Yes | Yes | Yes | Yes | No | No | No | No | No | No | No | No | No | No | No | No | No | No | No |  |  | .1.3.6.1.4.1.43.1.9.13.2.2.1 in IP-6.0
.1.3.6.1.4.1.43.1.16.1.2.1.1 | Switch | 3Com | CoreBuilder-9400 | NA | IP-6.0 | Yes | Yes | Yes | Yes | Yes | No | No | No | No | No | No | No | No | No | No | No | No | No | No | No |  |  | .1.3.6.1.4.1.43.1.16.1.2.1.1 in IP-6.0
.1.3.6.1.4.1.114.1.3.3.1.7 | Switch | 3Com | Lanplex 2500 | NA | IP-6.0 | Yes | Yes | Yes | Yes | Yes | No | No | No | No | No | No | No | No | No | No | No | No | No | No | No |  |  | .1.3.6.1.4.1.114.1.3.3.1.7 in IP-6.0
.1.3.6.1.4.1.114.1.4.8.2.1.7 | Switch | 3Com | Lanplex 2500 | NA | IP-6.0 | Yes | Yes | Yes | Yes | Yes | No | No | No | No | No | No | No | No | No | No | No | No | No | No | No |  |  | .1.3.6.1.4.1.114.1.4.8.2.1.7 in IP-6.0
.1.3.6.1.4.1.8888.1.4.8.2.1.7 | Switch | 3Com | Lanplex 2500 | NA | IP-6.x | Yes | Yes | No | Yes | Yes | No | No | No | No | No | No | No | No | No | No | No | No | No | No | No | No | No | .1.3.6.1.4.1.8888.1.4.8.2.1.7 in IP-6.x
.1.3.6.1.4.1.114.1.3.3.2.3 | Switch | 3Com | NA | NA | IP-6.0 | Yes | No | No | Yes | Yes | Yes | Yes | No | No | No | No | No | No | No | No | No | No | No | No | Yes |  |  | .1.3.6.1.4.1.114.1.3.3.2.3 in IP-6.0
.1.3.6.1.4.1.43.1.8.13 | Switch | 3Com | NA | NA | IP-6.0 | Yes | Yes | No | Yes | Yes | Yes | Yes | No | No | No | No | No | No | No | No | No | No | No | No | No |  |  | .1.3.6.1.4.1.43.1.8.13 in IP-6.0
.1.3.6.1.4.1.43.1.4.32 | Switch | 3Com | Office Connect | NA | IP-6.0.1 | Yes | No | No | Yes | Yes | Yes | Yes | No | No | No | No | No | No | No | No | No | No | No | No | No | No | No | .1.3.6.1.4.1.43.1.4.32 in IP-6.0.1
.1.3.6.1.4.1.43.1.16.2.2.1.1 | Switch | 3Com | SuperStack 3900-24 | NA | IP-6.0 | Yes | Yes | No | Yes | Yes | Yes | Yes | No | No | No | No | No | No | No | No | No | No | No | No | No |  |  | .1.3.6.1.4.1.43.1.16.2.2.1.1 in IP-6.0
.1.3.6.1.4.1.43.1.8.24 | Switch | 3Com | SuperStack II Switch | NA | IP-6.0 | Yes | Yes | No | Yes | Yes | Yes | Yes | No | No | No | No | No | No | No | No | No | No | No | No | No |  |  | .1.3.6.1.4.1.43.1.8.24 in IP-6.0
.1.3.6.1.4.1.43.1.8.22 | Switch | 3Com | SuperStackII 3000 | NA | IP-6.0 | Yes | Yes | No | Yes | Yes | Yes | Yes | No | No | No | No | No | No | No | No | No | No | No | No | No |  |  | .1.3.6.1.4.1.43.1.8.22 in IP-6.0
.1.3.6.1.4.1.43.1.13.1 | Switch | 3Com | SuperStackII Advanced RPS | NA | IP-6.0 | Yes | Yes | No | Yes | Yes | Yes | Yes | No | No | No | No | No | No | No | No | No | No | No | No | No |  |  | .1.3.6.1.4.1.43.1.13.1 in IP-6.0
.1.3.6.1.4.1.43.1.8.29 | Switch | 3Com | SuperStackII Desktop Switch SW Version:2.10 | NA | IP-6.0 | Yes | Yes | No | Yes | Yes | Yes | Yes | No | No | No | No | No | No | No | No | No | No | No | No | No |  |  | .1.3.6.1.4.1.43.1.8.29 in IP-6.0
.1.3.6.1.4.1.43.1.16.2.2.2.1 | Switch | 3Com | SuperStackII Switch 9300 | NA | IP-6.0 | Yes | Yes | No | Yes | Yes | Yes | Yes | No | No | No | No | No | No | No | No | No | No | No | No | No |  |  | .1.3.6.1.4.1.43.1.16.2.2.2.1 in IP-6.0
.1.3.6.1.4.1.662.1.1.7.28.4.0.0 | Host | Acgate | Octel-200 Voice Mail System | NA | IP-6.0 | Yes | No | No | Yes | Yes | No | No | No | No | No | No | No | No | No | No | No | No | No | No | Yes |  |  | .1.3.6.1.4.1.662.1.1.7.28.4.0.0 in IP-6.0
.1.3.6.1.4.1.664.1.525 | Bridge | Adtran | NetVanta 1224 | 13.07 | IP-7.0.3 | Yes | No | No | Yes | Yes | No | No | No | No | No | No | No | No | No | No | No | No | No | No | No |  |  | .1.3.6.1.4.1.664.1.525 in IP-7.0.3
.1.3.6.1.4.1.664.1.493 | Router | Adtran | 616 IAD | NA | IP-6.2.1 | Yes | No | Yes | Yes | Yes | No | No | No | No | No | No | No | No | No | No | No | No | No | No | Yes |  |  | .1.3.6.1.4.1.664.1.493 in IP-6.2.1
.1.3.6.1.4.1.664.1.430 | Router | Adtran | Atlas 830 | NA | IP-6.0 | Yes | No | Yes | Yes | Yes | No | No | No | No | No | No | No | No | No | No | No | No | No | No | Yes |  |  | .1.3.6.1.4.1.664.1.430 in IP-6.0
.1.3.6.1.4.1.664.1.198 | Router | Adtran | MX2800 | NA | IP-6.0 | Yes | No | Yes | Yes | Yes | No | No | No | No | No | No | No | No | No | No | No | No | No | No | Yes |  |  | .1.3.6.1.4.1.664.1.198 in IP-6.0
.1.3.6.1.4.1.664.1.742 | Router | Adtran | NetVanta 1224ST | NA | IP-6.5.2 | Yes | No | No | Yes | Yes | No | No | No | No | No | No | No | No | No | No | No | No | Yes | Yes | No |  |  | .1.3.6.1.4.1.664.1.742 in IP-6.5.2
.1.3.6.1.4.1.664.1.466 | Router | Adtran | Netvanta 3205 | NA | IP-6.2.2 | Yes | No | Yes | Yes | Yes | No | No | No | No | No | No | No | No | No | No | No | No | No | No | Yes |  |  | .1.3.6.1.4.1.664.1.466 in IP-6.2.2
.1.3.6.1.4.1.664.1.583 | Router | Adtran | Netvanta_1224STR | NA | IP-6.5.2 | Yes | No | No | Yes | Yes | No | No | No | No | No | No | No | No | No | No | No | No | No | No | No | No | No | .1.3.6.1.4.1.664.1.583 in IP-6.5.2
.1.3.6.1.4.1.664.1.467 | Router | Adtran | Netvanta_3305 | NA | IP-6.5.2 | Yes | No | No | Yes | Yes | No | No | No | No | No | No | No | No | No | No | No | No | No | No | No | No | No | .1.3.6.1.4.1.664.1.467 in IP-6.5.2
.1.3.6.1.4.1.664.1.586 | Router | Adtran | Netvanta_4350 | NA | IP-6.5.2 | Yes | No | No | Yes | Yes | No | No | No | No | No | No | No | No | No | No | No | No | No | No | No | No | No | .1.3.6.1.4.1.664.1.586 in IP-6.5.2
.1.3.6.1.4.1.664.1.578 | Router | Adtran | Netvanta_5305 | NA | IP-6.x | Yes | No | No | Yes | Yes | No | No | No | No | No | No | No | No | No | No | No | No | No | No | No | No | No | .1.3.6.1.4.1.664.1.578 in IP-6.x
.1.3.6.1.4.1.664.1.245 | Router | Adtran | TA3000 | NA | IP-6.2.1 | Yes | No | No | Yes | Yes | No | No | No | No | No | No | No | No | No | No | No | No | No | No | No | No | No | .1.3.6.1.4.1.664.1.245 in IP-6.2.1
.1.3.6.1.4.1.664.1.170 | Switch | Adtran | T3SU-300-AC | NA | IP-6.5.2 | Yes | Yes | No | Yes | Yes | No | No | No | No | No | No | No | No | No | No | No | No | No | No | No | No | No | .1.3.6.1.4.1.664.1.170 in IP-6.5.2
.1.3.6.1.4.1.2544.1.7.1.1 | Host | Adva | FSP 2000 | Fiber Service Platform 2000 | IP-7.0.3.5 | Yes | No | No | Yes | Yes | No | No | No | No | No | No | No | No | No | No | No | No | No | No | No | No | No | .1.3.6.1.4.1.2544.1.7.1.1 in IP-7.0.3.5
.1.3.6.1.4.1.167.19 | Switch | AFL | FNT3824 | NA | IP-6.5.2 | No | Yes | No | Yes | Yes | No | No | No | No | No | No | No | No | Yes | Yes | No | No | No | No | Yes |  |  | .1.3.6.1.4.1.167.19 in IP-6.5.2
.1.3.6.1.4.1.539.2.198 | Switch | AI | Ai-198 (CLC) card | NA | IP-6.0 | Yes | Yes | Yes | Yes | Yes | Yes | Yes | No | No | No | No | No | No | No | No | No | No | No | No | Yes |  |  | .1.3.6.1.4.1.539.2.198 in IP-6.0
.1.3.6.1.4.1.551.2.1.77 | Bridge | Aironet | BR500E | NA | IP-6.0 | Yes | No | No | Yes | Yes | Yes | Yes | No | No | No | No | No | No | No | No | No | No | No | No | Yes |  |  | .1.3.6.1.4.1.551.2.1.77 in IP-6.0
.1.3.6.1.4.1.3854.1.2.2.1.1 | Host | AKCP | sensorProbe8 | NA | IP-6.x | Yes | No | No | Yes | Yes | No | No | No | No | No | No | No | No | No | No | No | No | No | No | No | No | No | .1.3.6.1.4.1.3854.1.2.2.1.1 in IP-6.x
.1.3.6.1.4.1.800.3.1.1.7 | Hub | Alcatel | PizzaPort | NA | IP-6.0 | Yes | Yes | Yes | Yes | Yes | No | No | No | No | No | No | No | No | No | No | No | No | No | No | Yes |  |  | .1.3.6.1.4.1.800.3.1.1.7 in IP-6.0
.1.3.6.1.4.1.6527.1.3.1 | Router | Alcatel | 7750 SR1 | TiMOS-B-5.0.R3 | IP-7.0.3 | Yes | No | No | Yes | Yes | No | No | No | No | No | No | No | No | No | No | No | No | No | No | No |  |  | .1.3.6.1.4.1.6527.1.3.1 in IP-7.0.3
.1.3.6.1.4.1.6486.800.1.1.2.1.1 | Switch | Alcatel | 6400 | 6.3.4.378.R01 | IP-7.0.4.2 | Yes | Yes | Yes | Yes | Yes | No | No | Yes | No | No | No | No | No | Yes | Yes | Yes | No | Yes | Yes | Yes | No | No | .1.3.6.1.4.1.6486.800.1.1.2.1.1 in IP-7.0.4.2
.1.3.6.1.4.1.6486.800.1.1.2.1.1.1.2 | Switch | Alcatel | 7800 | NA | IP-6.2.1 | Yes | Yes | No | Yes | Yes | Yes | Yes | No | No | No | No | No | No | No | No | No | No | No | No | No | No | No | .1.3.6.1.4.1.6486.800.1.1.2.1.1.1.2 in IP-6.2.1
.1.3.6.1.4.1.6486.800.1.1.2.1.2.1.1 | Switch | Alcatel | 8800 | NA | IP-6.5.2 | Yes | Yes | No | Yes | Yes | No | No | No | No | No | No | No | No | No | No | No | No | No | No | No | No | No | .1.3.6.1.4.1.6486.800.1.1.2.1.2.1.1 in IP-6.5.2
.1.3.6.1.4.1.800.3.1.1.1 | Switch | Alcatel | OMNI Switch | NA | IP-6.0 | Yes | Yes | Yes | Yes | Yes | Yes | Yes | Yes | No | No | No | No | No | No | No | No | No | No | No | Yes |  |  | .1.3.6.1.4.1.800.3.1.1.1 in IP-6.0
.1.3.6.1.4.1.800.3.1.1.11 | Switch | Alcatel | OmniAccess-408 | NA | IP-6.0 | Yes | Yes | Yes | Yes | Yes | Yes | Yes | Yes | No | No | No | No | No | No | No | No | No | No | No | Yes |  |  | .1.3.6.1.4.1.800.3.1.1.11 in IP-6.0
.1.3.6.1.4.1.800.3.1.1.8 | Switch | Alcatel | OmniStack 1024 | NA | IP-6.0 | Yes | Yes | No | Yes | Yes | Yes | Yes | No | No | No | No | No | No | No | No | No | No | No | No | No | No | No | .1.3.6.1.4.1.800.3.1.1.8 in IP-6.0
.1.3.6.1.4.1.800.3.1.1.9 | Switch | Alcatel | OmniStack 6024 | NA | IP-6.0 | Yes | Yes | No | Yes | Yes | Yes | Yes | No | No | No | No | No | No | No | No | No | No | No | No | No | No | No | .1.3.6.1.4.1.800.3.1.1.9 in IP-6.0
.1.3.6.1.4.1.6486.800.1.1.2.2.4.1.4 | Switch | Alcatel | OmniSwitch 6248 | NA | IP-7.0.2 | Yes | Yes | Yes | Yes | Yes | No | No | Yes | No | No | No | No | No | Yes | Yes | Yes | No | No | No | Yes | No | No | .1.3.6.1.4.1.6486.800.1.1.2.2.4.1.4 in IP-7.0.2
.1.3.6.1.4.1.3003.2.2.2.2 | Switch | Alcatel | PR-2200 Gigabit Switch Router | NA | IP-6.0 | Yes | Yes | No | Yes | Yes | Yes | Yes | No | No | No | No | No | No | No | No | No | No | No | No | No |  |  | .1.3.6.1.4.1.3003.2.2.2.2 in IP-6.0
.1.3.6.1.4.1.3003.2.2.2.1 | Switch | Alcatel | PR-5200 Gigabit Switch Router | NA | IP-6.0 | Yes | Yes | No | Yes | Yes | Yes | Yes | Yes | No | No | No | No | No | No | No | No | No | No | No | No |  |  | .1.3.6.1.4.1.3003.2.2.2.1 in IP-6.0
.1.3.6.1.4.1.95.1.5 | Host | Allen Bradley PLC | 1756-ENET | NA | IP-6.0 | Yes | No | No | Yes | Yes | No | No | No | No | No | No | No | No | No | No | No | No | No | No | Yes |  |  | .1.3.6.1.4.1.95.1.5 in IP-6.0
.1.3.6.1.4.1.207.1.2.1 | Hub | Allied Telesyn | AT-3624TR | NA | IP-6.2.1 | Yes | No | No | Yes | Yes | No | No | No | No | No | No | No | No | No | No | No | No | No | No | Yes |  |  | .1.3.6.1.4.1.207.1.2.1 in IP-6.2.1
.1.3.6.1.4.1.207.1.14.48 | Switch | Allied_Telesyn | AT-8724XL-DC NEBS | version 2.6.4-02 | IP-7.0.1 | Yes | Yes | No | Yes | Yes | No | No | Yes | No | No | No | No | No | No | No | No | No | No | Yes | No | No | No | .1.3.6.1.4.1.207.1.14.48 in IP-7.0.1
.1.3.6.1.4.1.207.1.4.86 | Switch | Allied_Telesyn | AT-8012M | NA | IP-6.5.2 | Yes | Yes | No | Yes | Yes | No | No | Yes | No | No | No | No | No | No | No | No | No | No | No | No | No | No | .1.3.6.1.4.1.207.1.4.86 in IP-6.5.2
.1.3.6.1.4.1.207.1.14.30 | Switch | Allied_Telesyn | AT-8724XL | version 2.6.4-02 | IP-7.0.1 | Yes | Yes | No | Yes | Yes | No | No | Yes | No | No | No | No | No | No | No | No | No | No | No | No | No | No | .1.3.6.1.4.1.207.1.14.30 in IP-7.0.1
.1.3.6.1.4.1.207.1.14.20 | Switch | Allied_Telesyn | AT-RP24i | version 2.6.4-02 | IP-7.0.1 | Yes | Yes | No | Yes | Yes | No | No | Yes | No | No | No | No | No | No | No | No | No | No | No | No | No | No | .1.3.6.1.4.1.207.1.14.20 in IP-7.0.1
.1.3.6.1.4.1.207.1.14.47 | Switch | Allied_Telesyn | Rapier 24i DC/NE | version 2.6.4-02 | IP-7.0.1 | Yes | Yes | No | Yes | Yes | No | No | Yes | No | No | No | No | No | No | No | No | No | No | Yes | No | No | No | .1.3.6.1.4.1.207.1.14.47 in IP-7.0.1
.1.3.6.1.4.1.36.2.15.13.6.2 | Host | Alpha | AlphaServer 4100 | NA | IP-6.0 | Yes | No | No | Yes | Yes | No | No | No | No | No | No | No | No | No | No | No | No | No | No | Yes |  |  | .1.3.6.1.4.1.36.2.15.13.6.2 in IP-6.0
.1.3.6.1.4.1.1872.1.5 | Switch | Alteon | 180e | NA | IP-6.0 | Yes | Yes | No | Yes | Yes | Yes | Yes | No | No | No | No | No | No | No | No | No | No | No | No | No |  |  | .1.3.6.1.4.1.1872.1.5 in IP-6.0
.1.3.6.1.4.1.1872.1.4 | Switch | Alteon | ACEdirector 2 | NA | IP-6.0 | Yes | Yes | No | Yes | Yes | Yes | Yes | No | No | No | No | No | No | No | No | No | No | No | No | No |  |  | .1.3.6.1.4.1.1872.1.4 in IP-6.0
.1.3.6.1.4.1.1872.1.6 | Switch | Alteon | ACEdirector 3 | NA | IP-6.0 | Yes | Yes | No | Yes | Yes | Yes | Yes | No | No | No | No | No | No | No | No | No | No | No | No | No |  |  | .1.3.6.1.4.1.1872.1.6 in IP-6.0
.1.3.6.1.4.1.12394.4.3.1 | Bridge | Alvarion | Alvarion BreezeAccess | NA | IP-6.2.1 | Yes | No | No | Yes | Yes | Yes | Yes | No | No | No | No | No | No | No | No | No | No | No | No | Yes |  |  | .1.3.6.1.4.1.12394.4.3.1 in IP-6.2.1
.1.3.6.1.4.1.12394.4.1.4 | Router | Alvarion | BreezeACCESS VL | Version: 3.1.25 (Date: Jan 19 2006 11:24:34) | IP-6.5.3 | Yes | No | No | Yes | Yes | No | No | No | No | No | No | No | No | No | No | No | No | No | No | No | No | No | .1.3.6.1.4.1.12394.4.1.4 in IP-6.5.3
.1.3.6.1.4.1.1663.1.1.1.1.7 | Switch | Ancor | Fibre Channel Switch | NA | IP-6.0 | Yes | Yes | Yes | Yes | Yes | No | No | No | No | No | No | No | No | No | No | No | No | No | No | Yes |  |  | .1.3.6.1.4.1.1663.1.1.1.1.7 in IP-6.0
.1.3.6.1.4.1.3812.1.2.5 | Bridge | Anda | ER2200 | NA | IP-6.2.3 | Yes | Yes | No | Yes | Yes | Yes | Yes | No | No | No | No | No | No | No | No | No | No | No | No | No | No | No | .1.3.6.1.4.1.3812.1.2.5 in IP-6.2.3
.1.3.6.1.4.1.3812.1.2.4 | Switch | Anda | EE4000 | NA | IP-6.2.3 | Yes | Yes | No | Yes | Yes | Yes | Yes | No | No | No | No | No | No | No | No | No | No | No | No | No | No | No | .1.3.6.1.4.1.3812.1.2.4 in IP-6.2.3
.1.3.6.1.4.1.318.1.3.2.9 | Host | APC | AP605 | NA | IP-6.0 | Yes | No | No | Yes | Yes | No | No | No | No | No | No | No | No | No | No | No | No | No | No | Yes |  |  | .1.3.6.1.4.1.318.1.3.2.9 in IP-6.0
.1.3.6.1.4.1.318.1.3.3.2 | Host | APC | AP605 | NA | IP-6.0 | Yes | No | No | Yes | Yes | No | No | No | No | No | No | No | No | No | No | No | No | No | No | Yes |  |  | .1.3.6.1.4.1.318.1.3.3.2 in IP-6.0
.1.3.6.1.4.1.318.1.3.5.1 | Host | APC | AP605 | NA | IP-6.0 | Yes | No | No | Yes | Yes | No | No | No | No | No | No | No | No | No | No | No | No | No | No | Yes |  |  | .1.3.6.1.4.1.318.1.3.5.1 in IP-6.0
.1.3.6.1.4.1.318.1 | Host | APC | AP9605 | NA | IP-6.0 | Yes | No | No | Yes | Yes | No | No | No | No | No | No | No | No | No | No | No | No | No | No | Yes |  |  | .1.3.6.1.4.1.318.1 in IP-6.0
.1.3.6.1.4.1.318.1.3.2.12 | Host | APC | AP9606 | NA | IP-6.0 | Yes | No | No | Yes | Yes | No | No | No | No | No | No | No | No | No | No | No | No | No | No | Yes |  |  | .1.3.6.1.4.1.318.1.3.2.12 in IP-6.0
.1.3.6.1.4.1.318.1.3.2.8 | Host | APC | NA | NA | IP-6.0 | Yes | No | No | Yes | Yes | No | No | No | No | No | No | No | No | No | No | No | No | No | No | Yes |  |  | .1.3.6.1.4.1.318.1.3.2.8 in IP-6.0
.1.3.6.1.4.1.318.1.3.4.1 | Host | APC | NA | NA | IP-6.0 | Yes | No | No | Yes | Yes | No | No | No | No | No | No | No | No | No | No | No | No | No | No | Yes |  |  | .1.3.6.1.4.1.318.1.3.4.1 in IP-6.0
.1.3.6.1.4.1.318.1.3.2 | Host | APC | smartUPS | NA | IP-6.0 | Yes | No | No | Yes | Yes | No | No | No | No | No | No | No | No | No | No | No | No | No | No | Yes |  |  | .1.3.6.1.4.1.318.1.3.2 in IP-6.0
.1.3.6.1.4.1.318.1.3.2.13 | Host | APC | Smart-UPS RT 5000 XL | NA | IP-6.2.3 | Yes | No | No | Yes | Yes | No | No | No | No | No | No | No | No | No | No | No | No | No | No | Yes |  |  | .1.3.6.1.4.1.318.1.3.2.13 in IP-6.2.3
.1.3.6.1.4.1.539.2.194.7.4 | Hub | Applied Innovations | AI-194 | NA | IP-6.0 | Yes | Yes | No | Yes | Yes | No | No | No | No | No | No | No | No | No | No | No | No | No | No | No |  |  | .1.3.6.1.4.1.539.2.194.7.4 in IP-6.0
.1.3.6.1.4.1.539.2.193.7.10 | Router | Applied Innovations | AI193TX | NA | IP-6.0 | Yes | No | Yes | Yes | Yes | No | No | No | No | No | No | No | No | No | No | No | No | No | No | Yes |  |  | .1.3.6.1.4.1.539.2.193.7.10 in IP-6.0
.1.3.6.1.4.1.539.2.196.7.2.1.0 | Switch | Applied Innovations | AI196 | NA | IP-6.0 | Yes | Yes | No | Yes | Yes | Yes | Yes | No | No | No | No | No | No | No | No | No | No | No | No | No |  |  | .1.3.6.1.4.1.539.2.196.7.2.1.0 in IP-6.0
.1.3.6.1.4.1.629.1.1.7 | Switch | Applied Innovations | AI294 | NA | IP-6.0 | Yes | Yes | No | Yes | Yes | Yes | Yes | No | No | No | No | No | No | No | No | No | No | No | No | No | No | No | .1.3.6.1.4.1.629.1.1.7 in IP-6.0
.1.3.6.1.4.1.539.2.18 | Switch | Applied Innovations | AIscout2 | NA | IP-6.0 | Yes | Yes | No | Yes | Yes | Yes | Yes | No | No | No | No | No | No | No | No | No | No | No | No | No |  |  | .1.3.6.1.4.1.539.2.18 in IP-6.0
.1.3.6.1.4.1.2467.4.2 | Router | Arrowpoint | CSS 11000 | NA | IP-6.0 | Yes | No | Yes | Yes | Yes | No | No | No | No | No | No | No | No | No | No | No | No | No | No | Yes |  |  | .1.3.6.1.4.1.2467.4.2 in IP-6.0
.1.3.6.1.4.1.529.1.2.5 | Router | ASCEND | NA | NA | IP-6.0 | Yes | No | Yes | Yes | Yes | No | No | No | No | No | No | No | No | No | No | No | No | No | No | Yes |  |  | .1.3.6.1.4.1.529.1.2.5 in IP-6.0
.1.3.6.1.4.1.529.1.2.6 | Router | ASCEND | NA | NA | IP-6.0 | Yes | No | Yes | Yes | Yes | No | No | No | No | No | No | No | No | No | No | No | No | No | No | Yes |  |  | .1.3.6.1.4.1.529.1.2.6 in IP-6.0
.1.3.6.1.4.1.529.1.3.5 | Router | ASCEND | NA | NA | IP-6.0 | Yes | No | Yes | Yes | Yes | No | No | No | No | No | No | No | No | No | No | No | No | No | No | Yes |  |  | .1.3.6.1.4.1.529.1.3.5 in IP-6.0
.1.3.6.1.4.1.529.1.3.7 | Router | ASCEND | NA | NA | IP-6.0 | Yes | No | Yes | Yes | Yes | No | No | No | No | No | No | No | No | No | No | No | No | No | No | Yes |  |  | .1.3.6.1.4.1.529.1.3.7 in IP-6.0
.1.3.6.1.4.1.529.1.2.9 | Switch | ASCEND | Max 3000 | NA | IP-6.0 | Yes | No | No | Yes | Yes | Yes | Yes | No | No | No | No | No | No | No | No | No | No | No | No | No |  |  | .1.3.6.1.4.1.529.1.2.9 in IP-6.0
.1.3.6.1.4.1.529.1.2.2 | Switch | ASCEND | Max-1800 | NA | IP-6.0 | Yes | No | No | Yes | Yes | Yes | Yes | No | No | No | No | No | No | No | No | No | No | No | No | No |  |  | .1.3.6.1.4.1.529.1.2.2 in IP-6.0
.1.3.6.1.4.1.529.1.2.3 | Switch | ASCEND | Max-2000 | NA | IP-6.0 | Yes | No | No | Yes | Yes | Yes | Yes | No | No | No | No | No | No | No | No | No | No | No | No | No |  |  | .1.3.6.1.4.1.529.1.2.3 in IP-6.0
.1.3.6.1.4.1.6889.1.8.1.49 | Host | Avaya | s8700m | NA | IP-7.0.1 | No | No | Yes | Yes | Yes | No | No | No | No | No | No | No | No | No | No | No | No | No | No | No | No | No | .1.3.6.1.4.1.6889.1.8.1.49 in IP-7.0.1
.1.3.6.1.4.1.6889.1.2.1.5.4 | Host | Avaya | IP_OFFICE_401 | NA | IP-6.5.2 | Yes | No | No | Yes | Yes | No | No | No | No | No | No | No | No | No | No | No | No | No | No | No | No | No | .1.3.6.1.4.1.6889.1.2.1.5.4 in IP-6.5.2
.1.3.6.1.4.1.6889.1.69.1.7 | Host | Avaya | IP_Phone_4610 | NA | IP-6.2.3 | Yes | No | No | Yes | Yes | No | No | No | No | No | No | No | No | No | No | No | No | No | No | No | No | No | .1.3.6.1.4.1.6889.1.69.1.7 in IP-6.2.3
.1.3.6.1.4.1.6889.1.69.1.2 | Host | Avaya | IP_Phone_4612 | NA | IP-6.2.3 | Yes | No | No | Yes | Yes | No | No | No | No | No | No | No | No | No | No | No | No | No | No | No | No | No | .1.3.6.1.4.1.6889.1.69.1.2 in IP-6.2.3
.1.3.6.1.4.1.6889.1.69.1.6 | Host | Avaya | IP_Phone_4612 | NA | IP-6.2.3 | Yes | No | No | Yes | Yes | No | No | No | No | No | No | No | No | No | No | No | No | No | No | No | No | No | .1.3.6.1.4.1.6889.1.69.1.6 in IP-6.2.3
.1.3.6.1.4.1.6889.1.69.1.1 | Host | Avaya | IP_Phone_4624 | NA | IP-6.2.3 | Yes | No | No | Yes | Yes | No | No | No | No | No | No | No | No | No | No | No | No | No | No | No | No | No | .1.3.6.1.4.1.6889.1.69.1.1 in IP-6.2.3
.1.3.6.1.4.1.1751.1.49 | Host | Avaya | IP600 | NA | IP-6.0 | Yes | No | No | Yes | Yes | No | No | No | No | No | No | No | No | No | No | No | No | No | No | Yes |  |  | .1.3.6.1.4.1.1751.1.49 in IP-6.0
.1.3.6.1.4.1.6889.1.2.1.2.2 | Host | Avaya | ipOffice | NA | IP-6.2.2 | Yes | No | No | Yes | Yes | No | No | No | No | No | No | No | No | No | No | No | No | No | No | No | No | No | .1.3.6.1.4.1.6889.1.2.1.2.2 in IP-6.2.2
.1.3.6.1.4.1.6889.1.8.1.50 | Host | Avaya | S8300 Media Server | NA | IP-6.2.3 | Yes | No | No | Yes | Yes | No | No | No | No | No | No | No | No | No | No | No | No | No | No | No | No | No | .1.3.6.1.4.1.6889.1.8.1.50 in IP-6.2.3
.1.3.6.1.4.1.6889.1.8.1.52 | Host | Avaya | s8500 | NA | IP-6.2.2 | Yes | No | No | Yes | Yes | No | No | No | No | No | No | No | No | No | No | No | No | No | No | No | No | No | .1.3.6.1.4.1.6889.1.8.1.52 in IP-6.2.2
.1.3.6.1.4.1.1866.1.12 | Host | Avaya | SG5X Security Gateway | NA | IP-6.5.2 | Yes | No | No | Yes | Yes | No | No | No | No | No | No | No | No | No | No | No | No | No | No | Yes |  |  | .1.3.6.1.4.1.1866.1.12 in IP-6.5.2
.1.3.6.1.4.1.6889.1.8.1.0.5 | MediaGateway | Avaya | G250 | NA | IP-7.0.3 | Yes | No | No | Yes | Yes | No | No | No | No | No | No | No | No | No | No | No | No | No | No | No |  |  | .1.3.6.1.4.1.6889.1.8.1.0.5 in IP-7.0.3
.1.3.6.1.4.1.81.17.2.13 | Router | Avaya | P333R | NA | IP-6.0 | Yes | No | Yes | Yes | Yes | No | No | No | No | No | No | No | No | No | No | No | No | No | No | Yes |  |  | .1.3.6.1.4.1.81.17.2.13 in IP-6.0
.1.3.6.1.4.1.81.17.2.17 | Switch | Avaya | C363 | NA | IP-6.5.2 | Yes | No | No | Yes | Yes | No | No | Yes | No | No | No | No | No | No | No | No | No | No | No | No | No | No | .1.3.6.1.4.1.81.17.2.17 in IP-6.5.2
.1.3.6.1.4.1.6889.1.8.1.0.2 | Switch | Avaya | Carrier | NA | IP-6.2.2 | No | No | Yes | Yes | Yes | Yes | Yes | No | No | No | No | No | No | No | No | No | No | No | No | Yes |  |  | .1.3.6.1.4.1.6889.1.8.1.0.2 in IP-6.2.2
.1.3.6.1.4.1.6889.1.45.103.5 | Switch | Avaya | G250-BRI | NA | IP-6.5.2 | Yes | No | No | Yes | Yes | No | No | Yes | No | No | No | No | No | No | No | No | No | No | No | No | No | No | .1.3.6.1.4.1.6889.1.45.103.5 in IP-6.5.2
.1.3.6.1.4.1.6889.1.8.1.0.3 | Switch | Avaya | G350 | NA | IP-6.2.2 | Yes | No | No | Yes | Yes | Yes | Yes | No | No | No | No | No | No | No | No | No | No | No | No | Yes |  |  | .1.3.6.1.4.1.6889.1.8.1.0.3 in IP-6.2.2
.1.3.6.1.4.1.6889.1.8.1.0.4 | Switch | Avaya | G700 | NA | IP-6.2.2 | Yes | No | No | Yes | Yes | Yes | Yes | No | No | No | No | No | No | No | No | No | No | No | No | Yes |  |  | .1.3.6.1.4.1.6889.1.8.1.0.4 in IP-6.2.2
.1.3.6.1.4.1.81.17.1.18 | Switch | Avaya | P130 |  | IP-6.0 | Yes | No | Yes | Yes | Yes | No | No | No | No | No | No | No | No | No | No | Yes | Yes | Yes | Yes | Yes | No | No | .1.3.6.1.4.1.81.17.1.18 in IP-6.0
.1.3.6.1.4.1.6889.1.8.1.0.1 | Switch | Avaya | PortNetwork | NA | IP-6.2.2 | Yes | No | No | Yes | Yes | Yes | Yes | No | No | No | No | No | No | No | No | No | No | No | No | Yes |  |  | .1.3.6.1.4.1.6889.1.8.1.0.1 in IP-6.2.2
.1.3.6.1.4.1.2474.2.1 | Router | Avici | TSR IPriori | NA | IP-6.0.2 | Yes | No | No | Yes | Yes | No | No | No | No | No | No | No | No | No | No | No | No | No | No | No | No | No | .1.3.6.1.4.1.2474.2.1 in IP-6.0.2
.1.3.6.1.4.1.738.1.5.100.1.1.1 | Switch | BATM | T4 Ethernet Switch | NA | IP-6.2.1 | Yes | Yes | No | Yes | Yes | Yes | Yes | Yes | No | No | No | No | No | No | No | No | No | No | No | No | No | No | .1.3.6.1.4.1.738.1.5.100.1.1.1 in IP-6.2.1
.1.3.6.1.4.1.738.1.5.100.1.1.7 | Switch | BATM | T5C 24T Routing Switch | NA | IP-6.2.1 | Yes | Yes | No | Yes | Yes | Yes | Yes | Yes | No | No | No | No | No | No | No | No | No | No | No | No | No | No | .1.3.6.1.4.1.738.1.5.100.1.1.7 in IP-6.2.1
.1.3.6.1.4.1.930.1.3 | Bridge | Bay | BayStackVersion 1.0.0 | NA | IP-6.0 | Yes | Yes | No | Yes | Yes | Yes | Yes | No | No | No | No | No | No | No | No | No | No | No | No | No | No | No | .1.3.6.1.4.1.930.1.3 in IP-6.0
.1.3.6.1.4.1.45.1.3.8 | Bridge | Bay | Token Ring Bridge s3000Trb | NA | IP-6.0 | Yes | Yes | No | Yes | Yes | Yes | Yes | No | No | No | No | No | No | No | No | No | No | No | No | No |  |  | .1.3.6.1.4.1.45.1.3.8 in IP-6.0
.1.3.6.1.4.1.45.3.13.1 | Hub | Bay | 5000 | NA | IP-6.0 | Yes | Yes | Yes | Yes | Yes | No | No | No | Yes | No | No | No | No | No | No | No | No | No | No | No |  |  | .1.3.6.1.4.1.45.3.13.1 in IP-6.0
.1.3.6.1.4.1.45.3.21.1 | Hub | Bay | 5000 | NA | IP-6.0 | Yes | Yes | Yes | Yes | Yes | No | No | No | Yes | No | No | No | No | No | No | No | No | No | No | No |  |  | .1.3.6.1.4.1.45.3.21.1 in IP-6.0
.1.3.6.1.4.1.45.3.19.1 | Hub | Bay | 2715SA TokenRing | NA | IP-6.0 | Yes | Yes | No | Yes | Yes | Yes | No | No | No | No | No | No | No | No | No | No | No | No | No | Yes |  |  | .1.3.6.1.4.1.45.3.19.1 in IP-6.0
.1.3.6.1.4.1.45.3.9.1 | Hub | Bay | 2715-trNMM | NA | IP-6.0 | Yes | Yes | No | Yes | Yes | Yes | No | No | No | No | No | No | No | No | No | No | No | No | No | Yes |  |  | .1.3.6.1.4.1.45.3.9.1 in IP-6.0
.1.3.6.1.4.1.45.3.12.1 | Hub | Bay | 281X-enetNMM | NA | IP-6.0 | Yes | Yes | No | Yes | Yes | No | No | No | No | No | No | No | No | No | No | No | No | No | No | Yes |  |  | .1.3.6.1.4.1.45.3.12.1 in IP-6.0
.1.3.6.1.4.1.45.3.14.1 | Hub | Bay | 281XSA-enetNMM | NA | IP-6.0 | Yes | Yes | No | Yes | Yes | No | No | No | No | No | No | No | No | No | No | No | No | No | No | Yes |  |  | .1.3.6.1.4.1.45.3.14.1 in IP-6.0
.1.3.6.1.4.1.45.3.10.1 | Hub | Bay | 291X-FDDI-NMM | NA | IP-6.0 | Yes | Yes | No | Yes | Yes | No | No | No | No | No | No | No | No | No | No | No | No | No | No | No |  |  | .1.3.6.1.4.1.45.3.10.1 in IP-6.0
.1.3.6.1.4.1.45.3.2.3 | Hub | Bay | 3000-FDDI-NMM | NA | IP-6.0 | Yes | Yes | No | Yes | Yes | No | No | No | No | No | No | No | No | No | No | No | No | No | No | No |  |  | .1.3.6.1.4.1.45.3.2.3 in IP-6.0
.1.3.6.1.4.1.45.3.3.2 | Hub | Bay | 3030-trNMM | NA | IP-6.0 | Yes | Yes | No | Yes | Yes | Yes | yes | No | No | No | No | No | No | No | No | No | No | No | No | No |  |  | .1.3.6.1.4.1.45.3.3.2 in IP-6.0
.1.3.6.1.4.1.45.3.13.2 | Hub | Bay | 5000-tokNMM | NA | IP-6.0 | Yes | Yes | No | Yes | Yes | Yes | yes | No | No | No | No | No | No | No | No | No | No | No | No | No |  |  | .1.3.6.1.4.1.45.3.13.2 in IP-6.0
.1.3.6.1.4.1.45.3.17.1 | Hub | Bay | 5310A/SA | NA | IP-6.0 | Yes | Yes | Yes | Yes | Yes | No | No | No | Yes | No | No | No | No | No | No | No | No | No | No | No |  |  | .1.3.6.1.4.1.45.3.17.1 in IP-6.0
.1.3.6.1.4.1.45.3.17.2 | Hub | Bay | 5510 TokenRing | NA | IP-6.0 | Yes | No | No | Yes | Yes | No | No | No | No | No | No | No | No | No | No | No | No | No | No | Yes |  |  | .1.3.6.1.4.1.45.3.17.2 in IP-6.0
.1.3.6.1.4.1.45.3.13.6 | Hub | Bay | 5616A/SA | NA | IP-6.0 | Yes | Yes | Yes | Yes | Yes | No | No | No | Yes | No | No | No | No | No | No | No | No | No | No | No |  |  | .1.3.6.1.4.1.45.3.13.6 in IP-6.0
.1.3.6.1.4.1.45.3.13.3 | Hub | Bay | 5910S | NA | IP-6.0 | Yes | Yes | No | Yes | Yes | Yes | yes | No | No | No | No | No | No | No | No | No | No | No | No | No |  |  | .1.3.6.1.4.1.45.3.13.3 in IP-6.0
.1.3.6.1.4.1.45.3.26.1 | Hub | Bay | BayStack 100 | NA | IP-6.0 | Yes | No | No | Yes | Yes | No | No | No | No | No | No | No | No | No | No | No | No | No | No | Yes |  |  | .1.3.6.1.4.1.45.3.26.1 in IP-6.0
.1.3.6.1.4.1.45.3.31.1 | Hub | Bay | BayStack 200 | NA | IP-6.0 | Yes | No | No | Yes | Yes | No | No | No | No | No | No | No | No | No | No | No | No | No | No | Yes |  |  | .1.3.6.1.4.1.45.3.31.1 in IP-6.0
.1.3.6.1.4.1.45.3.33.1 | Hub | Bay | BayStack 200 | NA | IP-6.0 | Yes | No | No | Yes | Yes | No | No | No | No | No | No | No | No | No | No | No | No | No | No | Yes |  |  | .1.3.6.1.4.1.45.3.33.1 in IP-6.0
.1.3.6.1.4.1.45.3.22.1 | Hub | Bay | BayStack Ethernet | NA | IP-6.0 | Yes | No | No | Yes | Yes | No | No | No | No | No | No | No | No | No | No | No | No | No | No | Yes |  |  | .1.3.6.1.4.1.45.3.22.1 in IP-6.0
.1.3.6.1.4.1.45.3.1 | Hub | Bay | Ethernet NMM 281XSA | NA | IP-6.0 | Yes | No | No | Yes | Yes | No | No | No | No | No | No | No | No | No | No | No | No | No | No | Yes |  |  | .1.3.6.1.4.1.45.3.1 in IP-6.0
.1.3.6.1.4.1.45.3.2.1 | Hub | Bay | Ethernet NMM 331XS | NA | IP-6.0 | Yes | Yes | No | Yes | Yes | Yes | Yes | No | No | No | No | No | No | No | No | No | No | No | No | No |  |  | .1.3.6.1.4.1.45.3.2.1 in IP-6.0
.1.3.6.1.4.1.45.3.27.1 | Hub | Bay | NMM 331XA | NA | IP-6.0 | Yes | No | No | Yes | Yes | No | No | No | No | No | No | No | No | No | No | No | No | No | No | Yes |  |  | .1.3.6.1.4.1.45.3.27.1 in IP-6.0
.1.3.6.1.4.1.45.3.3.1 | Hub | Bay | NMM 331XA | NA | IP-6.0 | Yes | Yes | No | Yes | Yes | Yes | Yes | No | No | No | No | No | No | No | No | No | No | No | No | No |  |  | .1.3.6.1.4.1.45.3.3.1 in IP-6.0
.1.3.6.1.4.1.45.3.2.2 | Hub | Bay | Token Ring NNM 351X | NA | IP-6.0 | Yes | Yes | No | Yes | Yes | Yes | Yes | No | No | No | No | No | No | No | No | No | No | No | No | No |  |  | .1.3.6.1.4.1.45.3.2.2 in IP-6.0
.1.3.6.1.4.1.442.1.1.1.9.2 | Probe | Bay | Probe | NA | IP-6.0 | Yes | No | No | Yes | Yes | No | No | No | No | No | No | No | No | No | No | No | No | No | No | Yes |  |  | .1.3.6.1.4.1.442.1.1.1.9.2 in IP-6.0
.1.3.6.1.4.1.569.1.1.1.1 | Probe | Bay | RMON Probe | NA | IP-6.0 | Yes | No | No | Yes | Yes | No | No | No | No | No | No | No | No | No | No | No | No | No | No | Yes |  |  | .1.3.6.1.4.1.569.1.1.1.1 in IP-6.0
.1.3.6.1.4.1.569.1.1.1.3 | Probe | Bay | RMON Probe | NA | IP-6.0 | Yes | No | No | Yes | Yes | No | No | No | No | No | No | No | No | No | No | No | No | No | No | Yes |  |  | .1.3.6.1.4.1.569.1.1.1.3 in IP-6.0
.1.3.6.1.4.1.569.1.1.2.2 | Probe | Bay | RMON Probe | NA | IP-6.0 | Yes | No | No | Yes | Yes | No | No | No | No | No | No | No | No | No | No | No | No | No | No | Yes |  |  | .1.3.6.1.4.1.569.1.1.2.2 in IP-6.0
.1.3.6.1.4.1.569.1.1.3.2 | Probe | Bay | RMON Probe | NA | IP-6.0 | Yes | No | No | Yes | Yes | No | No | No | No | No | No | No | No | No | No | No | No | No | No | Yes |  |  | .1.3.6.1.4.1.569.1.1.3.2 in IP-6.0
.1.3.6.1.4.1.569.1.1.4.2 | Probe | Bay | RMON Probe | NA | IP-6.0 | Yes | No | No | Yes | Yes | No | No | No | No | No | No | No | No | No | No | No | No | No | No | Yes |  |  | .1.3.6.1.4.1.569.1.1.4.2 in IP-6.0
.1.3.6.1.4.1.569.1.1.4.3 | Probe | Bay | RMON Probe | NA | IP-6.0 | Yes | No | No | Yes | Yes | No | No | No | No | No | No | No | No | No | No | No | No | No | No | Yes |  |  | .1.3.6.1.4.1.569.1.1.4.3 in IP-6.0
.1.3.6.1.4.1.45.3.15.1 | Switch | Bay | 28115 | NA | IP-6.0 | Yes | Yes | No | Yes | Yes | Yes | Yes | No | No | No | No | No | No | No | No | No | No | No | No | No |  |  | .1.3.6.1.4.1.45.3.15.1 in IP-6.0
.1.3.6.1.4.1.45.3.28.1 | Switch | Bay | 28200 | NA | IP-6.0 | Yes | Yes | No | Yes | Yes | Yes | Yes | No | No | No | No | No | No | No | No | No | No | No | No | No |  |  | .1.3.6.1.4.1.45.3.28.1 in IP-6.0
.1.3.6.1.4.1.45.3.13.5 | Switch | Bay | 58000 | NA | IP-6.0 | Yes | Yes | No | Yes | Yes | Yes | Yes | No | No | No | No | No | No | No | No | No | No | No | No | No |  |  | .1.3.6.1.4.1.45.3.13.5 in IP-6.0
.1.3.6.1.4.1.45.3.17.3 | Switch | Bay | 58000 | NA | IP-6.0 | Yes | Yes | Yes | Yes | Yes | Yes | Yes | No | No | No | No | No | No | No | No | No | No | No | No | No |  |  | .1.3.6.1.4.1.45.3.17.3 in IP-6.0
.1.3.6.1.4.1.45.3.32.2 | Switch | Bay | 310-24T Ethernet Switch | NA | IP-6.0 | Yes | Yes | Yes | Yes | Yes | Yes | Yes | No | Yes | No | No | No | No | No | No | No | No | No | No | Yes |  |  | .1.3.6.1.4.1.45.3.32.2 in IP-6.0
.1.3.6.1.4.1.45.3.30.2 | Switch | Bay | 350-24T Ethernet Switch | NA | IP-6.0 | Yes | Yes | Yes | Yes | Yes | Yes | Yes | Yes | Yes | No | No | No | No | No | No | No | No | No | No | Yes |  |  | .1.3.6.1.4.1.45.3.30.2 in IP-6.0
.1.3.6.1.4.1.2272.8 | Switch | Bay | Accelar | NA | IP-6.0 | No | Yes | Yes | Yes | Yes | No | Yes | Yes | Yes | No | No | No | No | No | No | No | No | No | No | Yes |  |  | .1.3.6.1.4.1.2272.8 in IP-6.0
.1.3.6.1.4.1.45.3.32.1 | Switch | Bay | BayStack 303 | NA | IP-6.0 | Yes | Yes | Yes | Yes | Yes | Yes | Yes | No | Yes | No | No | No | No | No | No | No | No | No | No | Yes |  |  | .1.3.6.1.4.1.45.3.32.1 in IP-6.0
.1.3.6.1.4.1.45.3.30.1 | Switch | Bay | BayStack 350T | NA | IP-6.0 | Yes | Yes | Yes | Yes | Yes | Yes | Yes | No | Yes | No | No | No | No | No | No | No | No | No | No | Yes |  |  | .1.3.6.1.4.1.45.3.30.1 in IP-6.0
.1.3.6.1.4.1.45.3.45.1 | Switch | Bay | BayStack 380-24T | NA | IP-6.2.2 | Yes | Yes | Yes | Yes | Yes | Yes | Yes | Yes | Yes | No | No | No | No | No | No | No | No | No | No | Yes |  |  | .1.3.6.1.4.1.45.3.45.1 in IP-6.2.2
.1.3.6.1.4.1.45.3.57.1 | Switch | Bay | BayStack 425-48T | HW:04 FW:3.5.0.2 SW:v3.6.0.01 BN:01 | IP-6.5.3 | No | Yes | No | Yes | Yes | Yes | Yes | Yes | Yes | No | No | No | No | No | No | No | No | No | No | Yes | No | No | .1.3.6.1.4.1.45.3.57.1 in IP-6.5.3
.1.3.6.1.4.1.930.1.1 | Switch | Bay | Centillion 100 | NA | IP-6.0 | Yes | Yes | Yes | yes | Yes | Yes | Yes | Yes | No | No | No | No | No | No | No | No | No | No | No | Yes |  |  | .1.3.6.1.4.1.930.1.1 in IP-6.0
.1.3.6.1.4.1.9967.100.5000.1 | Router | Bluesocket | Gateway | NA | IP-6.2.3 | Yes | No | Yes | Yes | Yes | No | No | No | No | No | No | No | No | No | No | No | No | No | No | Yes |  |  | .1.3.6.1.4.1.9967.100.5000.1 in IP-6.2.3
.1.3.6.1.4.1.1588.2.1.1.2 | Switch | Brocade | 2800 Silkworm FC Switch | NA | IP-6.0 | Yes | Yes | Yes | Yes | Yes | Yes | Yes | No | Yes | No | No | No | No | No | No | No | No | No | No | Yes |  |  | .1.3.6.1.4.1.1588.2.1.1.2 in IP-6.0
.1.3.6.1.4.1.1991.1.3.54.2.1.1 | Switch | Brocade | FCX648 | IronWare Version 06.0.00T7f1 | IP-8.1.1.1 | No | Yes | Yes | Yes | Yes | No | No | Yes | No | No | No | No | No | Yes | Yes | Yes | No | Yes | Yes | Yes | No | No | .1.3.6.1.4.1.1991.1.3.54.2.1.1 in IP-8.1.1.1
.1.3.6.1.4.1.52.3.2.185 | Bridge | Cabletron | EMME | NA | IP-6.0 | Yes | Yes | No | Yes | Yes | Yes | Yes | No | No | No | No | No | No | No | No | No | No | No | No | No |  |  | .1.3.6.1.4.1.52.3.2.185 in IP-6.0
.1.3.6.1.4.1.52.3.9.1.10.5 | Hub | Cabletron | ELH100 | NA | IP-6.0 | Yes | No | No | Yes | Yes | No | No | No | No | No | No | No | No | No | No | No | No | No | No | Yes |  |  | .1.3.6.1.4.1.52.3.9.1.10.5 in IP-6.0
.1.3.6.1.4.1.52.3.9.3.4.1 | Hub | Cabletron | MicroMMAC | NA | IP-6.0 | Yes | No | No | Yes | Yes | No | No | No | No | No | No | No | No | No | No | No | No | No | No | Yes |  |  | .1.3.6.1.4.1.52.3.9.3.4.1 in IP-6.0
.1.3.6.1.4.1.52.3.9.3.4.3 | Hub | Cabletron | MicroMMAC | NA | IP-6.0 | Yes | No | No | Yes | Yes | No | No | No | No | No | No | No | No | No | No | No | No | No | No | Yes |  |  | .1.3.6.1.4.1.52.3.9.3.4.3 in IP-6.0
.1.3.6.1.4.1.52.3.9.5.10.68 | Hub | Cabletron | MMAC-44T | NA | IP-6.2.1 | Yes | Yes | Yes | Yes | Yes | No | No | No | No | No | No | No | No | No | No | No | No | No | No | Yes |  |  | .1.3.6.1.4.1.52.3.9.5.10.68 in IP-6.2.1
.1.3.6.1.4.1.52.3.2.65569 | Hub | Cabletron | MRXi | NA | IP-6.0 | Yes | No | No | Yes | Yes | No | No | No | No | No | No | No | No | No | No | No | No | No | No | Yes |  |  | .1.3.6.1.4.1.52.3.2.65569 in IP-6.0
.1.3.6.1.4.1.52 | Hub | Cabletron | MRXi-MINIMMAC | NA | IP-6.0 | Yes | No | No | Yes | Yes | No | No | No | No | No | No | No | No | No | No | No | No | No | No | Yes |  |  | .1.3.6.1.4.1.52 in IP-6.0
.1.3.6.1.4.1.52.3.9.3.4.42 | Hub | Cabletron | NA | NA | IP-6.0 | Yes | No | No | Yes | Yes | No | No | No | No | No | No | No | No | No | No | No | No | No | No | Yes |  |  | .1.3.6.1.4.1.52.3.9.3.4.42 in IP-6.0
.1.3.6.1.4.1.52.3.9.5.9.136 | Hub | Cabletron | NA | NA | IP-6.0 | Yes | No | No | Yes | Yes | No | No | No | No | No | No | No | No | No | No | No | No | No | No | Yes |  |  | .1.3.6.1.4.1.52.3.9.5.9.136 in IP-6.0
.1.3.6.1.4.1.52.3.9.5.9.68 | Hub | Cabletron | NA | NA | IP-6.0 | Yes | No | No | Yes | Yes | No | No | No | No | No | No | No | No | No | No | No | No | No | No | Yes |  |  | .1.3.6.1.4.1.52.3.9.5.9.68 in IP-6.0
.1.3.6.1.4.1.52.3.9.3.4.10 | Hub | Cabletron | SEHI | NA | IP-6.0 | Yes | No | No | Yes | Yes | No | No | No | No | No | No | No | No | No | No | No | No | No | No | Yes |  |  | .1.3.6.1.4.1.52.3.9.3.4.10 in IP-6.0
.1.3.6.1.4.1.52.3.9.3.4.11 | Hub | Cabletron | SEHI | NA | IP-6.0 | Yes | No | No | Yes | Yes | No | No | No | No | No | No | No | No | No | No | No | No | No | No | Yes |  |  | .1.3.6.1.4.1.52.3.9.3.4.11 in IP-6.0
.1.3.6.1.4.1.52.3.9.3.4.34 | Hub | Cabletron | SEHI | NA | IP-6.0 | Yes | No | No | Yes | Yes | No | No | No | No | No | No | No | No | No | No | No | No | No | No | Yes |  |  | .1.3.6.1.4.1.52.3.9.3.4.34 in IP-6.0
.1.3.6.1.4.1.52.3.9.3.4.35 | Hub | Cabletron | SEHI | NA | IP-6.0 | Yes | No | No | Yes | Yes | No | No | No | No | No | No | No | No | No | No | No | No | No | No | Yes |  |  | .1.3.6.1.4.1.52.3.9.3.4.35 in IP-6.0
.1.3.6.1.4.1.52.3.2.187 | Hub | Cabletron | TRMM | NA | IP-6.0 | Yes | No | No | Yes | Yes | No | No | No | No | No | No | No | No | No | No | No | No | No | No | Yes |  |  | .1.3.6.1.4.1.52.3.2.187 in IP-6.0
.1.3.6.1.4.1.52.3.2.180 | Hub | Cabletron | TRMM-2 | NA | IP-6.0 | Yes | No | No | Yes | Yes | No | No | No | No | No | No | No | No | No | No | No | No | No | No | Yes |  |  | .1.3.6.1.4.1.52.3.2.180 in IP-6.0
.1.3.6.1.4.1.52.3.2.183 | Hub | Cabletron | TRMM-4 | NA | IP-6.0 | Yes | No | No | Yes | Yes | No | No | No | No | No | No | No | No | No | No | No | No | No | No | Yes |  |  | .1.3.6.1.4.1.52.3.2.183 in IP-6.0
.1.3.6.1.4.1.52.3.9.3.4.82 | Switch | Cabletron | 2E253-49R | NA | IP-6.0 | Yes | Yes | No | Yes | Yes | Yes | Yes | No | No | No | No | No | No | No | No | No | No | No | No | No |  |  | .1.3.6.1.4.1.52.3.9.3.4.82 in IP-6.0
.1.3.6.1.4.1.52.3.9.3.4.58 | Switch | Cabletron | 2E42-27R | NA | IP-6.0 | Yes | Yes | No | Yes | Yes | Yes | Yes | No | No | No | No | No | No | No | No | No | No | No | No | No |  |  | .1.3.6.1.4.1.52.3.9.3.4.58 in IP-6.0
.1.3.6.1.4.1.52.3.9.3.4.65 | Switch | Cabletron | 2E42-27RDC | 2E42-27RDC Rev 04.09.08 08/25/99--02:09 ofc | IP-7.0 | Yes | Yes | No | Yes | Yes | No | Yes | No | No | No | No | No | No | No | No | No | No | No | No | No | No | No | .1.3.6.1.4.1.52.3.9.3.4.65 in IP-7.0
.1.3.6.1.4.1.52.3.9.3.4.68 | Switch | Cabletron | 2E48-27R | NA | IP-6.0 | Yes | Yes | No | Yes | Yes | Yes | Yes | No | No | No | No | No | No | No | No | No | No | No | No | No |  |  | .1.3.6.1.4.1.52.3.9.3.4.68 in IP-6.0
.1.3.6.1.4.1.52.3.9.20.2.2 | Switch | Cabletron | 6E122-26 | NA | IP-6.0 | Yes | Yes | No | Yes | Yes | Yes | Yes | No | No | No | No | No | No | No | No | No | No | No | No | No |  |  | .1.3.6.1.4.1.52.3.9.20.2.2 in IP-6.0
.1.3.6.1.4.1.52.3.9.20.2.7 | Switch | Cabletron | 6E123-26 | NA | IP-6.0 | Yes | Yes | No | Yes | Yes | Yes | Yes | No | No | No | No | No | No | No | No | No | No | No | No | No |  |  | .1.3.6.1.4.1.52.3.9.20.2.7 in IP-6.0
.1.3.6.1.4.1.52.3.9.20.2.12 | Switch | Cabletron | 6E128-26 | NA | IP-6.0 | Yes | Yes | No | Yes | Yes | Yes | Yes | No | No | No | No | No | No | No | No | No | No | No | No | No |  |  | .1.3.6.1.4.1.52.3.9.20.2.12 in IP-6.0
.1.3.6.1.4.1.52.3.9.20.2.3 | Switch | Cabletron | 6E132-25 | NA | IP-6.0 | Yes | Yes | No | Yes | Yes | Yes | Yes | No | No | No | No | No | No | No | No | No | No | No | No | No |  |  | .1.3.6.1.4.1.52.3.9.20.2.3 in IP-6.0
.1.3.6.1.4.1.52.3.9.20.2.8 | Switch | Cabletron | 6E133-25 | NA | IP-6.0 | Yes | Yes | No | Yes | Yes | Yes | Yes | No | No | No | No | No | No | No | No | No | No | No | No | No |  |  | .1.3.6.1.4.1.52.3.9.20.2.8 in IP-6.0
.1.3.6.1.4.1.52.3.9.20.2.13 | Switch | Cabletron | 6E138-25 | NA | IP-6.0 | Yes | Yes | No | Yes | Yes | Yes | Yes | No | No | No | No | No | No | No | No | No | No | No | No | No |  |  | .1.3.6.1.4.1.52.3.9.20.2.13 in IP-6.0
.1.3.6.1.4.1.52.3.9.20.2.23 | Switch | Cabletron | 6E233-49 | NA | IP-6.0 | Yes | Yes | No | Yes | Yes | Yes | Yes | No | No | No | No | No | No | No | No | No | No | No | No | No |  |  | .1.3.6.1.4.1.52.3.9.20.2.23 in IP-6.0
.1.3.6.1.4.1.52.3.9.20.2.4 | Switch | Cabletron | 6H122-08 | NA | IP-6.0 | Yes | Yes | No | Yes | Yes | No | No | No | No | No | No | No | No | No | No | No | No | No | No | No |  |  | .1.3.6.1.4.1.52.3.9.20.2.4 in IP-6.0
.1.3.6.1.4.1.52.3.9.20.2.18 | Switch | Cabletron | 6H122-16 | NA | IP-6.0 | Yes | Yes | No | Yes | Yes | No | No | No | No | No | No | No | No | No | No | No | No | No | No | No |  |  | .1.3.6.1.4.1.52.3.9.20.2.18 in IP-6.0
.1.3.6.1.4.1.52.3.9.20.2.16 | Switch | Cabletron | 6H128_08 | NA | IP-6.0 | Yes | Yes | No | Yes | Yes | Yes | Yes | No | No | No | No | No | No | No | No | No | No | No | No | No |  |  | .1.3.6.1.4.1.52.3.9.20.2.16 in IP-6.0
.1.3.6.1.4.1.52.3.9.20.2.19 | Switch | Cabletron | 6H133_37 | NA | IP-6.0 | Yes | Yes | No | Yes | Yes | Yes | Yes | No | No | No | No | No | No | No | No | No | No | No | No | No |  |  | .1.3.6.1.4.1.52.3.9.20.2.19 in IP-6.0
.1.3.6.1.4.1.52.3.9.20.2.20 | Switch | Cabletron | 6H202-24 | NA | IP-6.0 | Yes | Yes | No | Yes | Yes | Yes | Yes | No | No | No | No | No | No | No | No | No | No | No | No | No |  |  | .1.3.6.1.4.1.52.3.9.20.2.20 in IP-6.0
.1.3.6.1.4.1.52.3.9.20.2.21 | Switch | Cabletron | 6H252-17 | NA | IP-6.0 | Yes | Yes | No | Yes | Yes | Yes | Yes | No | No | No | No | No | No | No | No | No | No | No | No | No |  |  | .1.3.6.1.4.1.52.3.9.20.2.21 in IP-6.0
.1.3.6.1.4.1.52.3.9.20.2.28 | Switch | Cabletron | 6H262-18 | NA | IP-6.0 | Yes | Yes | No | Yes | Yes | Yes | Yes | No | No | No | No | No | No | No | No | No | No | No | No | No |  |  | .1.3.6.1.4.1.52.3.9.20.2.28 in IP-6.0
.1.3.6.1.4.1.52.3.9.32.5.11 | Switch | Cabletron | 9E106-6 | NA | IP-6.0 | Yes | Yes | No | Yes | Yes | Yes | Yes | No | No | No | No | No | No | No | No | No | No | No | No | No |  |  | .1.3.6.1.4.1.52.3.9.32.5.11 in IP-6.0
.1.3.6.1.4.1.52.3.9.32.5.10 | Switch | Cabletron | 9E128-01 | NA | IP-6.0 | Yes | Yes | No | Yes | Yes | Yes | Yes | No | No | No | No | No | No | No | No | No | No | No | No | No |  |  | .1.3.6.1.4.1.52.3.9.32.5.10 in IP-6.0
.1.3.6.1.4.1.52.3.9.32.5.8 | Switch | Cabletron | 9E132-15 | NA | IP-6.0 | Yes | Yes | No | Yes | Yes | Yes | Yes | No | No | No | No | No | No | No | No | No | No | No | No | No |  |  | .1.3.6.1.4.1.52.3.9.32.5.8 in IP-6.0
.1.3.6.1.4.1.52.3.9.32.5.12 | Switch | Cabletron | 9E138-12 | NA | IP-6.0 | Yes | Yes | No | Yes | Yes | Yes | Yes | No | No | No | No | No | No | No | No | No | No | No | No | No |  |  | .1.3.6.1.4.1.52.3.9.32.5.12 in IP-6.0
.1.3.6.1.4.1.52.3.9.32.9.16 | Switch | Cabletron | 9E423-36 | NA | IP-6.0 | Yes | Yes | No | Yes | Yes | Yes | Yes | No | No | No | No | No | No | No | No | No | No | No | No | No |  |  | .1.3.6.1.4.1.52.3.9.32.9.16 in IP-6.0
.1.3.6.1.4.1.52.3.9.32.9.11 | Switch | Cabletron | 9E428-36 | NA | IP-6.0 | Yes | Yes | No | Yes | Yes | Yes | Yes | No | No | No | No | No | No | No | No | No | No | No | No | No |  |  | .1.3.6.1.4.1.52.3.9.32.9.11 in IP-6.0
.1.3.6.1.4.1.52.3.9.32.6.2 | Switch | Cabletron | 9F120-08 | NA | IP-6.0 | Yes | Yes | No | Yes | Yes | Yes | Yes | No | No | No | No | No | No | No | No | No | No | No | No | No |  |  | .1.3.6.1.4.1.52.3.9.32.6.2 in IP-6.0
.1.3.6.1.4.1.52.3.9.32.6.4 | Switch | Cabletron | 9F241-12 | NA | IP-6.0 | Yes | Yes | No | Yes | Yes | Yes | Yes | No | No | No | No | No | No | No | No | No | No | No | No | No |  |  | .1.3.6.1.4.1.52.3.9.32.6.4 in IP-6.0
.1.3.6.1.4.1.52.3.9.32.9.7 | Switch | Cabletron | 9F426-02 | NA | IP-6.0 | Yes | Yes | No | Yes | Yes | Yes | Yes | No | No | No | No | No | No | No | No | No | No | No | No | No |  |  | .1.3.6.1.4.1.52.3.9.32.9.7 in IP-6.0
.1.3.6.1.4.1.52.3.9.32.9.14 | Switch | Cabletron | 9F426-03 | NA | IP-6.0 | Yes | Yes | No | Yes | Yes | Yes | Yes | No | No | No | No | No | No | No | No | No | No | No | No | No |  |  | .1.3.6.1.4.1.52.3.9.32.9.14 in IP-6.0
.1.3.6.1.4.1.52.3.9.32.13.7 | Switch | Cabletron | 9G536-04 | NA | IP-6.0 | Yes | Yes | No | Yes | Yes | Yes | Yes | No | No | No | No | No | No | No | No | No | No | No | No | No |  |  | .1.3.6.1.4.1.52.3.9.32.13.7 in IP-6.0
.1.3.6.1.4.1.52.3.9.32.9.15 | Switch | Cabletron | 9H421p12 | NA | IP-6.0 | Yes | Yes | No | Yes | Yes | Yes | Yes | No | No | No | No | No | No | No | No | No | No | No | No | No |  |  | .1.3.6.1.4.1.52.3.9.32.9.15 in IP-6.0
.1.3.6.1.4.1.52.3.9.32.9.9 | Switch | Cabletron | 9H422-12 | NA | IP-6.0 | Yes | Yes | No | Yes | Yes | Yes | Yes | No | No | No | No | No | No | No | No | No | No | No | No | No |  |  | .1.3.6.1.4.1.52.3.9.32.9.9 in IP-6.0
.1.3.6.1.4.1.52.3.9.32.9.23 | Switch | Cabletron | 9H423-26 | NA | IP-6.0 | Yes | Yes | No | Yes | Yes | Yes | Yes | No | No | No | No | No | No | No | No | No | No | No | No | No |  |  | .1.3.6.1.4.1.52.3.9.32.9.23 in IP-6.0
.1.3.6.1.4.1.52.3.9.32.13.1 | Switch | Cabletron | 9H532-18 | NA | IP-6.0 | Yes | Yes | No | Yes | Yes | Yes | Yes | No | No | No | No | No | No | No | No | No | No | No | No | No |  |  | .1.3.6.1.4.1.52.3.9.32.13.1 in IP-6.0
.1.3.6.1.4.1.52.3.9.13.8 | Switch | Cabletron | 9H532-24 | NA | IP-6.0 | Yes | Yes | No | Yes | Yes | Yes | Yes | No | No | No | No | No | No | No | No | No | No | No | No | No |  |  | .1.3.6.1.4.1.52.3.9.13.8 in IP-6.0
.1.3.6.1.4.1.52.3.9.32.13.8 | Switch | Cabletron | 9H532-24 | NA | IP-6.0 | Yes | Yes | No | Yes | Yes | Yes | Yes | No | No | No | No | No | No | No | No | No | No | No | No | No |  |  | .1.3.6.1.4.1.52.3.9.32.13.8 in IP-6.0
.1.3.6.1.4.1.52.3.9.32.5.1 | Switch | Cabletron | ELM | NA | IP-6.0 | Yes | Yes | No | Yes | Yes | Yes | Yes | No | No | No | No | No | No | No | No | No | No | No | No | No |  |  | .1.3.6.1.4.1.52.3.9.32.5.1 in IP-6.0
.1.3.6.1.4.1.52.3.9.32.5.3 | Switch | Cabletron | ELM | NA | IP-6.0 | Yes | Yes | No | Yes | Yes | Yes | Yes | No | No | No | No | No | No | No | No | No | No | No | No | No |  |  | .1.3.6.1.4.1.52.3.9.32.5.3 in IP-6.0
.1.3.6.1.4.1.97.5.7 | Switch | Cabletron | ELS10-26 | NA | IP-6.0 | Yes | Yes | No | Yes | Yes | Yes | Yes | No | No | No | No | No | No | No | No | No | No | No | No | No | No | No | .1.3.6.1.4.1.97.5.7 in IP-6.0
.1.3.6.1.4.1.52.3.9.3.5.1 | Switch | Cabletron | EMM-E6 | NA | IP-6.0 | Yes | Yes | No | Yes | Yes | Yes | Yes | No | No | No | No | No | No | No | No | No | No | No | No | No |  |  | .1.3.6.1.4.1.52.3.9.3.5.1 in IP-6.0
.1.3.6.1.4.1.52.3.9.3.4.48 | Switch | Cabletron | ESX-1320 | NA | IP-6.0 | Yes | Yes | No | Yes | Yes | Yes | Yes | No | No | No | No | No | No | No | No | No | No | No | No | No |  |  | .1.3.6.1.4.1.52.3.9.3.4.48 in IP-6.0
.1.3.6.1.4.1.52.3.2.186 | Switch | Cabletron | ESXMIM | NA | IP-6.0 | Yes | Yes | No | Yes | Yes | Yes | Yes | No | No | No | No | No | No | No | No | No | No | No | No | No |  |  | .1.3.6.1.4.1.52.3.2.186 in IP-6.0
.1.3.6.1.4.1.52.3.2.191 | Switch | Cabletron | ESXMIM | NA | IP-6.0 | Yes | Yes | No | Yes | Yes | Yes | Yes | No | No | No | No | No | No | No | No | No | No | No | No | No |  |  | .1.3.6.1.4.1.52.3.2.191 in IP-6.0
.1.3.6.1.4.1.52.3.2.34 | Switch | Cabletron | FDDI-Enet | NA | IP-6.0 | Yes | Yes | No | Yes | Yes | Yes | Yes | No | No | No | No | No | No | No | No | No | No | No | No | No |  |  | .1.3.6.1.4.1.52.3.2.34 in IP-6.0
.1.3.6.1.4.1.52.3.9.3.4.80 | Switch | Cabletron | mt2H252p25R | NA | IP-6.0 | Yes | Yes | No | Yes | Yes | No | No | No | No | No | No | No | No | Yes | Yes | No | No | No | No | Yes |  |  | .1.3.6.1.4.1.52.3.9.3.4.80 in IP-6.0
.1.3.6.1.4.1.52.3.9.32.9.8 | Switch | Cabletron | NA | NA | IP-6.0 | Yes | Yes | No | Yes | Yes | Yes | Yes | No | No | No | No | No | No | No | No | No | No | No | No | No |  |  | .1.3.6.1.4.1.52.3.9.32.9.8 in IP-6.0
.1.3.6.1.4.1.52.3.9.20.1.1 | Switch | Cabletron | Smart Chassis 6000 | NA | IP-6.0 | Yes | Yes | No | Yes | Yes | Yes | Yes | No | No | No | No | No | No | No | No | No | No | No | No | No |  |  | .1.3.6.1.4.1.52.3.9.20.1.1 in IP-6.0
.1.3.6.1.4.1.52.3.9.20.1.4 | Switch | Cabletron | SSR | NA | IP-6.0 | Yes | No | No | Yes | Yes | No | No | Yes | No | No | No | No | No | No | No | No | No | No | No | No |  |  | .1.3.6.1.4.1.52.3.9.20.1.4 in IP-6.0
.1.3.6.1.4.1.52.3.9.20.1.3 | Switch | Cabletron | SSR 8000 | NA | IP-6.0 | Yes | No | No | Yes | Yes | No | No | Yes | No | No | No | No | No | No | No | No | No | No | No | No |  |  | .1.3.6.1.4.1.52.3.9.20.1.3 in IP-6.0
.1.3.6.1.4.1.52.3.9.33.1.1 | Switch | Cabletron | SSR-2000 | NA | IP-6.0 | Yes | No | No | Yes | Yes | No | No | Yes | No | No | No | No | No | No | No | No | No | No | No | No |  |  | .1.3.6.1.4.1.52.3.9.33.1.1 in IP-6.0
.1.3.6.1.4.1.3417.1.1.8 | Router | CacheFlow | 500 | NA | IP-6.0.1 | Yes | No | Yes | Yes | Yes | No | No | No | No | No | No | No | No | No | No | No | No | No | No | Yes |  |  | .1.3.6.1.4.1.3417.1.1.8 in IP-6.0.1
.1.3.6.1.4.1.3417.1.1.13 | Router | CacheFlow | 600 | NA | IP-6.0 | Yes | No | Yes | Yes | Yes | No | No | No | No | No | No | No | No | No | No | No | No | No | No | Yes |  |  | .1.3.6.1.4.1.3417.1.1.13 in IP-6.0
.1.3.6.1.4.1.3417.1.1.16 | Router | CacheFlow | 700 | NA | IP-6.0.1 | Yes | No | Yes | Yes | Yes | No | No | No | No | No | No | No | No | No | No | No | No | No | No | Yes |  |  | .1.3.6.1.4.1.3417.1.1.16 in IP-6.0.1
.1.3.6.1.4.1.3417.1.1.11 | Router | CacheFlow | CA-6000 | NA | IP-6.0 | Yes | No | Yes | Yes | Yes | No | No | No | No | No | No | No | No | No | No | No | No | No | No | Yes |  |  | .1.3.6.1.4.1.3417.1.1.11 in IP-6.0
.1.3.6.1.4.1.919.1.1.2.2 | Host | CanogaPerkins | 8835 Fiber Optic Repeater | NA | IP-6.2.3 | Yes | No | No | Yes | Yes | No | No | No | No | No | No | No | No | No | No | No | No | No | No | Yes |  |  | .1.3.6.1.4.1.919.1.1.2.2 in IP-6.2.3
.1.3.6.1.4.1.919.1.3.1 | Switch | CanogaPerkins | 9135 | NA | IP-6.2.3 | Yes | Yes | No | Yes | Yes | Yes | Yes | No | No | No | No | No | No | No | No | No | No | No | No | No | No | No | .1.3.6.1.4.1.919.1.3.1 in IP-6.2.3
.1.3.6.1.4.1.3417.1.1.7 | Host | CasheFlow | Cashe OS Version:2.2.16 | NA | IP-6.0 | Yes | No | No | Yes | Yes | No | No | No | No | No | No | No | No | No | No | No | No | No | No | Yes |  |  | .1.3.6.1.4.1.3417.1.1.7 in IP-6.0
.1.3.6.1.4.1.8072.3.2.1 | Firewall | CheckPoint | NET-SNMP HPUX9 | NA | IP-6.2.1 | Yes | No | No | Yes | Yes | No | No | No | No | No | No | No | No | No | No | No | No | No | No | Yes |  |  | .1.3.6.1.4.1.8072.3.2.1 in IP-6.2.1
.1.3.6.1.4.1.8072.3.2.6 | Host | CheckPoint | NET SNMP HPUX10 | NA | IP-6.2.1 | Yes | No | No | Yes | Yes | No | No | No | No | No | No | No | No | No | No | No | No | No | No | Yes |  |  | .1.3.6.1.4.1.8072.3.2.6 in IP-6.2.1
.1.3.6.1.4.1.8072.3.2.11 | Host | CheckPoint | NET-SNMP BSD | NA | IP-6.2.1 | Yes | No | No | Yes | Yes | No | No | No | No | No | No | No | No | No | No | No | No | No | No | Yes |  |  | .1.3.6.1.4.1.8072.3.2.11 in IP-6.2.1
.1.3.6.1.4.1.8072.3.2.8 | Host | CheckPoint | NET-SNMP FREEBSD | NA | IP-6.2.1 | Yes | No | No | Yes | Yes | No | No | No | No | No | No | No | No | No | No | No | No | No | No | Yes |  |  | .1.3.6.1.4.1.8072.3.2.8 in IP-6.2.1
.1.3.6.1.4.1.8072.3.2.9 | Host | CheckPoint | NET-SNMP IRIX | NA | IP-6.2.1 | Yes | No | No | Yes | Yes | No | No | No | No | No | No | No | No | No | No | No | No | No | No | Yes |  |  | .1.3.6.1.4.1.8072.3.2.9 in IP-6.2.1
.1.3.6.1.4.1.8072.3.2.7 | Host | CheckPoint | NET-SNMP NETBSD | NA | IP-6.2.1 | Yes | No | No | Yes | Yes | No | No | No | No | No | No | No | No | No | No | No | No | No | No | Yes |  |  | .1.3.6.1.4.1.8072.3.2.7 in IP-6.2.1
.1.3.6.1.4.1.8072.3.2.2 | Host | CheckPoint | NET-SNMP SUNOS4 | NA | IP-6.2.1 | Yes | No | No | Yes | Yes | No | No | No | No | No | No | No | No | No | No | No | No | No | No | Yes |  |  | .1.3.6.1.4.1.8072.3.2.2 in IP-6.2.1
.1.3.6.1.4.1.8072.3.2.5 | Host | CheckPoint | NET-SNMP ULTRIX | NA | IP-6.2.1 | Yes | No | No | Yes | Yes | No | No | No | No | No | No | No | No | No | No | No | No | No | No | Yes |  |  | .1.3.6.1.4.1.8072.3.2.5 in IP-6.2.1
.1.3.6.1.4.1.8072.3.2.255 | Host | CheckPoint | NET-SNMP UNKNOWN | NA | IP-6.2.1 | Yes | No | No | Yes | Yes | No | No | No | No | No | No | No | No | No | No | No | No | No | No | Yes |  |  | .1.3.6.1.4.1.8072.3.2.255 in IP-6.2.1
.1.3.6.1.4.1.8072.3.2.13 | Host | CheckPoint | NET-SNMP WIN32 | NA | IP-6.2.1 | Yes | No | No | Yes | Yes | No | No | No | No | No | No | No | No | No | No | No | No | No | No | Yes |  |  | .1.3.6.1.4.1.8072.3.2.13 in IP-6.2.1
.1.3.6.1.4.1.8072.3.2.12 | Host | CheckPoint | NET-SNMPOPENBSD | NA | IP-6.2.1 | Yes | No | No | Yes | Yes | No | No | No | No | No | No | No | No | No | No | No | No | No | No | Yes |  |  | .1.3.6.1.4.1.8072.3.2.12 in IP-6.2.1
.1.3.6.1.4.1.8072.3.2.4 | Host | CheckPoint | NET-SNMP-OSF | NA | IP-6.2.1 | Yes | No | No | Yes | Yes | No | No | No | No | No | No | No | No | No | No | No | No | No | No | Yes |  |  | .1.3.6.1.4.1.8072.3.2.4 in IP-6.2.1
.1.3.6.1.4.1.6141.1.78 | Switch | Ciena | Ciena3911 | Ciena3911-3 | IP-7.0.3 24 | Yes | Yes | No | Yes | Yes | Yes | No | Yes | No | No | No | No | No | Yes | No | Yes | No | No | No | Yes | No | No | .1.3.6.1.4.1.6141.1.78 in IP-7.0.3 24
.1.3.6.1.4.1.5672.1.2.1 | Switch | Ciena | CN2600 | NA | IP-6.5.2 | No | Yes | No | Yes | Yes | No | No | No | No | No | No | No | No | No | No | No | No | No | No | No | No | No | .1.3.6.1.4.1.5672.1.2.1 in IP-6.5.2
.1.3.6.1.4.1.8799.1.1 | Router | Cipheroptics | SG100 Gateway | CipherOptics SG100, Version 3.2 | IP-7.0.2 | Yes | No | No | Yes | Yes | No | No | No | No | No | No | No | No | No | No | No | No | No | No | No | No | No | .1.3.6.1.4.1.8799.1.1 in IP-7.0.2
.1.3.6.1.4.1.9.1.533 | Bridge | Cisco | BR1410 | NA | IP-6.2 | Yes | Yes | No | Yes | Yes | Yes | Yes | No | Yes | No | Yes | No | No | Yes | Yes | Yes | Yes | Yes | Yes | No |  |  | .1.3.6.1.4.1.9.1.533 in IP-6.2
.1.3.6.1.4.1.551.2.1.123 | Bridge | Cisco | WGB350 | NA | IP-6.2.1 | Yes | Yes | No | Yes | Yes | Yes | Yes | No | No | No | No | No | No | No | No | No | No | No | No | No | No | No | .1.3.6.1.4.1.551.2.1.123 in IP-6.2.1
.1.3.6.1.4.1.9.1.671 | Firewall | Cisco | ASA5520 | NA | IP-6.x | Yes | Yes | Yes | Yes | Yes | No | No | No | No | No | No | No | No | Yes | Yes | Yes | Yes | Yes | Yes | No | No | No | .1.3.6.1.4.1.9.1.671 in IP-6.x
.1.3.6.1.4.1.9.1.763 | Firewall | Cisco | ASA5550 | NA | IP-7.0.2 | Yes | No | Yes | Yes | Yes | No | No | No | No | No | No | No | No | Yes | Yes | Yes | No | Yes | Yes | Yes | No | No | .1.3.6.1.4.1.9.1.763 in IP-7.0.2
.1.3.6.1.4.1.9.1.417 | Firewall | Cisco | PIX Firewall 501 | NA | IP-6.0 | Yes | No | Yes | Yes | Yes | No | No | No | Yes | Yes | Yes | No | No | Yes | Yes | Yes | Yes | Yes | Yes | Yes |  |  | .1.3.6.1.4.1.9.1.417 in IP-6.0
.1.3.6.1.4.1.9.1.389 | Firewall | Cisco | PIX Firewall 506 | NA | IP-6.0 | Yes | No | Yes | Yes | Yes | No | No | No | Yes | Yes | Yes | No | No | Yes | Yes | Yes | Yes | Yes | Yes | Yes |  |  | .1.3.6.1.4.1.9.1.389 in IP-6.0
.1.3.6.1.4.1.9.1.391 | Firewall | Cisco | PIX Firewall 520 | NA | IP-6.0 | Yes | No | Yes | Yes | Yes | No | No | No | Yes | Yes | Yes | No | No | Yes | Yes | Yes | Yes | Yes | Yes | Yes |  |  | .1.3.6.1.4.1.9.1.391 in IP-6.0
.1.3.6.1.4.1.9.1.392 | Firewall | Cisco | PIX Firewall 525 | NA | IP-6.0 | Yes | No | Yes | Yes | Yes | No | No | No | Yes | Yes | Yes | No | No | Yes | Yes | Yes | Yes | Yes | Yes | Yes |  |  | .1.3.6.1.4.1.9.1.392 in IP-6.0
.1.3.6.1.4.1.9.1.676 | Firewall | Cisco | PIX Firewall 525 | 7.2(1) | IP-7.0.3 | Yes | No | No | Yes | Yes | No | No | No | Yes | No | No | No | No | No | No | No | No | Yes | Yes | No |  |  | .1.3.6.1.4.1.9.1.676 in IP-7.0.3
.1.3.6.1.4.1.9.1.393 | Firewall | Cisco | PIX Firewall 535 | NA | IP-6.0 | Yes | No | Yes | Yes | Yes | No | No | No | Yes | Yes | Yes | No | No | Yes | Yes | Yes | Yes | Yes | Yes | Yes |  |  | .1.3.6.1.4.1.9.1.393 in IP-6.0
.1.3.6.1.4.1.9.1.675 | Firewall | Cisco | PIX Firewall 535 | 7.1(2)53 | IP-7.0.3 | Yes | No | No | Yes | Yes | No | No | No | Yes | No | No | No | No | No | No | No | No | Yes | Yes | No |  |  | .1.3.6.1.4.1.9.1.675 in IP-7.0.3
.1.3.6.1.4.1.9.1.227 | Firewall | Cisco | PIXFirewall | NA | IP-6.5.2 | Yes | No | Yes | Yes | Yes | No | No | No | Yes | No | No | No | No | Yes | Yes | Yes | Yes | Yes | Yes | Yes |  |  | .1.3.6.1.4.1.9.1.227 in IP-6.5.2
.1.3.6.1.4.1.3076.1.2.1.1.2.1 | Firewall | Cisco | VPN 3000 Concentrator | NA | IP-6.0 | Yes | No | Yes | Yes | Yes | No | No | No | No | No | No | No | No | No | No | No | No | No | No | Yes |  |  | .1.3.6.1.4.1.3076.1.2.1.1.2.1 in IP-6.0
.1.3.6.1.4.1.9.1.623 | Host | Cisco | AIM-CUE | NA | IP-6.2.2 | Yes | No | Yes | Yes | Yes | No | No | No | Yes | Yes | Yes | No | No | No | No | No | No | Yes | Yes | Yes | Yes | Yes | .1.3.6.1.4.1.9.1.623 in IP-6.2.2
.1.3.6.1.4.1.9.1.486 | Host | Cisco | CDM-4630 | NA | IP-6.2.1 | Yes | No | Yes | Yes | Yes | No | No | No | Yes | Yes | Yes | No | No | No | No | No | No | Yes | Yes | Yes | Yes | Yes | .1.3.6.1.4.1.9.1.486 in IP-6.2.1
.1.3.6.1.4.1.9.1.487 | Host | Cisco | CDM-4650 | NA | IP-6.2.1 | Yes | No | Yes | Yes | Yes | No | No | No | Yes | Yes | Yes | No | No | No | No | No | No | Yes | Yes | Yes | Yes | Yes | .1.3.6.1.4.1.9.1.487 in IP-6.2.1
.1.3.6.1.4.1.9.1.595 | Host | Cisco | CE | NA | IP-6.2.2 | Yes | No | Yes | Yes | Yes | No | No | No | Yes | Yes | Yes | No | No | No | No | No | No | Yes | Yes | Yes | Yes | Yes | .1.3.6.1.4.1.9.1.595 in IP-6.2.2
.1.3.6.1.4.1.9.1.505 | Host | Cisco | CE-510 | NA | IP-6.2 | Yes | No | Yes | Yes | Yes | No | No | No | Yes | Yes | Yes | No | No | No | No | No | No | Yes | Yes | Yes | Yes | Yes | .1.3.6.1.4.1.9.1.505 in IP-6.2
.1.3.6.1.4.1.9.1.491 | Host | Cisco | CE-565 | NA | IP-6.2 | Yes | No | Yes | Yes | Yes | No | No | No | Yes | Yes | Yes | No | No | No | No | No | No | Yes | Yes | Yes | Yes | Yes | .1.3.6.1.4.1.9.1.491 in IP-6.2
.1.3.6.1.4.1.9.1.411 | Host | Cisco | CE-590 | NA | IP-6.2.1 | Yes | No | Yes | Yes | Yes | No | No | No | Yes | Yes | Yes | No | No | No | No | No | No | Yes | Yes | Yes | Yes | Yes | .1.3.6.1.4.1.9.1.411 in IP-6.2.1
.1.3.6.1.4.1.9.1.504 | Host | Cisco | CE-7305 | NA | IP-6.2 | Yes | No | Yes | Yes | Yes | No | No | No | Yes | Yes | Yes | No | No | No | No | No | No | Yes | Yes | Yes | Yes | Yes | .1.3.6.1.4.1.9.1.504 in IP-6.2
.1.3.6.1.4.1.9.1.412 | Host | Cisco | CE-7320 | NA | IP-6.2.1 | Yes | No | Yes | Yes | Yes | No | No | No | Yes | Yes | Yes | No | No | No | No | No | No | Yes | Yes | Yes | Yes | Yes | .1.3.6.1.4.1.9.1.412 in IP-6.2.1
.1.3.6.1.4.1.9.1.492 | Host | Cisco | CE-7325 | NA | IP-6.2.1 | Yes | No | Yes | Yes | Yes | No | No | No | Yes | Yes | Yes | No | No | No | No | No | No | Yes | Yes | Yes | Yes | Yes | .1.3.6.1.4.1.9.1.492 in IP-6.2.1
.1.3.6.1.4.1.9.1.409 | Host | Cisco | ciscoCE507 | NA | IP-6.2.1 | Yes | No | Yes | Yes | Yes | No | No | No | Yes | Yes | Yes | No | No | No | No | No | No | Yes | Yes | Yes | Yes | Yes | .1.3.6.1.4.1.9.1.409 in IP-6.2.1
.1.3.6.1.4.1.9.1.432 | Host | Cisco | ciscoCE507AV | NA | IP-6.2.1 | Yes | No | Yes | Yes | Yes | No | No | No | Yes | Yes | Yes | No | No | No | No | No | No | Yes | Yes | Yes | Yes | Yes | .1.3.6.1.4.1.9.1.432 in IP-6.2.1
.1.3.6.1.4.1.9.1.410 | Host | Cisco | ciscoCE560 | NA | IP-6.2.1 | Yes | No | Yes | Yes | Yes | No | No | No | Yes | Yes | Yes | No | No | No | No | No | No | Yes | Yes | Yes | Yes | Yes | .1.3.6.1.4.1.9.1.410 in IP-6.2.1
.1.3.6.1.4.1.9.1.433 | Host | Cisco | ciscoCE560AV | NA | IP-6.2.1 | Yes | No | Yes | Yes | Yes | No | No | No | Yes | Yes | Yes | No | No | No | No | No | No | Yes | Yes | Yes | Yes | Yes | .1.3.6.1.4.1.9.1.433 in IP-6.2.1
.1.3.6.1.4.1.9.1.381 | Host | Cisco | DPA 7610 | NA | IP-6.0 | Yes | No | Yes | Yes | Yes | No | No | No | Yes | Yes | Yes | No | No | Yes | Yes | Yes | Yes | Yes | Yes | Yes |  |  | .1.3.6.1.4.1.9.1.381 in IP-6.0
.1.3.6.1.4.1.9.1.365 | Host | Cisco | DPA 7630 | NA | IP-6.0 | Yes | No | Yes | Yes | Yes | No | No | No | Yes | Yes | Yes | No | No | Yes | Yes | Yes | Yes | Yes | Yes | Yes |  |  | .1.3.6.1.4.1.9.1.365 in IP-6.0
.1.3.6.1.4.1.9.1.517 | Host | Cisco | GSS4490/4480 | NA | IP-6.2.1 | Yes | No | Yes | Yes | Yes | No | No | No | Yes | Yes | Yes | No | No | No | No | No | No | Yes | Yes | Yes | Yes | Yes | .1.3.6.1.4.1.9.1.517 in IP-6.2.1
.1.3.6.1.4.1.9.1.405 | Host | Cisco | HSE 1105 | NA | IP-6.0.1 | Yes | No | No | Yes | Yes | No | No | No | Yes | No | Yes | No | No | No | No | No | No | No | No | Yes |  |  | .1.3.6.1.4.1.9.1.405 in IP-6.0.1
.1.3.6.1.4.1.9.1.693 | Host | Cisco | IPCC | NA | IP-6.2.2 | Yes | No | Yes | Yes | Yes | No | No | No | Yes | Yes | Yes | No | No | No | No | No | No | Yes | Yes | Yes | Yes | Yes | .1.3.6.1.4.1.9.1.693 in IP-6.2.2
.1.3.6.1.4.1.9.1.582 | Host | Cisco | MCS-7815I | NA | IP-6.2.2 | Yes | No | Yes | Yes | Yes | No | No | No | Yes | Yes | Yes | No | No | No | No | No | No | Yes | Yes | Yes | Yes | Yes | .1.3.6.1.4.1.9.1.582 in IP-6.2.2
.1.3.6.1.4.1.9.1.584 | Host | Cisco | MCS-7835H | NA | IP-6.2.2 | Yes | No | Yes | Yes | Yes | No | No | No | Yes | Yes | Yes | No | No | No | No | No | No | Yes | Yes | Yes | Yes | Yes | .1.3.6.1.4.1.9.1.584 in IP-6.2.2
.1.3.6.1.4.1.9.1.585 | Host | Cisco | MCS-7835I | NA | IP-6.2.2 | Yes | No | Yes | Yes | Yes | No | No | No | Yes | Yes | Yes | No | No | No | No | No | No | Yes | Yes | Yes | Yes | Yes | .1.3.6.1.4.1.9.1.585 in IP-6.2.2
.1.3.6.1.4.1.9.1.587 | Host | Cisco | MCS-7845I | NA | IP-6.2.2 | Yes | No | Yes | Yes | Yes | No | No | No | Yes | Yes | Yes | No | No | No | No | No | No | Yes | Yes | Yes | Yes | Yes | .1.3.6.1.4.1.9.1.587 in IP-6.2.2
.1.3.6.1.4.1.9.1.710 | Host | Cisco | MeetingPlace Express | Linux release:2.4.21-15.ELsmp machine:i686 | IP-6.5.3 | Yes | No | No | Yes | Yes | No | No | No | Yes | No | No | No | No | No | No | No | No | Yes | Yes | Yes | No | Yes | .1.3.6.1.4.1.9.1.710 in IP-6.5.3
.1.3.6.1.4.1.9.1.622 | Host | Cisco | NM-CUE | NA | IP-6.2.2 | Yes | No | Yes | Yes | Yes | No | No | No | Yes | Yes | Yes | No | No | No | No | No | No | Yes | Yes | Yes | Yes | Yes | .1.3.6.1.4.1.9.1.622 in IP-6.2.2
.1.3.6.1.4.1.9.1.9999 | Host | Cisco | TelePresence3000DevelopmentCodec | (H/W 0600) (SN FOC1220801V). CTS 1.5.1(2082) 2009-03-16 09:26:43 SrcRev:23801 | IP-7.0.3.17 | Yes | No | No | Yes | Yes | No | No | No | No | No | No | No | No | No | No | No | No | Yes | Yes | Yes | No | Yes | .1.3.6.1.4.1.9.1.9999 in IP-7.0.3.17
.1.3.6.1.4.1.9.1.459 | Host | Cisco | WLSE | NA | IP-6.5.2 | Yes | No | No | Yes | Yes | No | No | No | Yes | No | No | No | No | Yes | Yes | Yes | Yes | Yes | Yes | Yes |  |  | .1.3.6.1.4.1.9.1.459 in IP-6.5.2
.1.3.6.1.4.1.9.1.752 | Host | Cisco | WLSE1133 | NA | IP-6.5.3 | Yes | No | No | Yes | Yes | No | No | No | Yes | No | No | No | No | No | No | No | No | Yes | Yes | Yes | Yes | Yes | .1.3.6.1.4.1.9.1.752 in IP-6.5.3
.1.3.6.1.4.1.9.5.3 | Hub | Cisco | 1000 | NA | IP-6.0 | Yes | No | No | Yes | Yes | No | No | No | No | No | No | No | No | No | No | No | No | No | No | Yes |  |  | .1.3.6.1.4.1.9.5.3 in IP-6.0
.1.3.6.1.4.1.9.1.224 | Hub | Cisco | 1538M | NA | IP-6.0 | Yes | No | No | Yes | Yes | No | No | No | No | No | Yes | No | No | No | No | No | No | No | No | Yes |  |  | .1.3.6.1.4.1.9.1.224 in IP-6.0
.1.3.6.1.4.1.9.1.225 | Hub | Cisco | 1548M | NA | IP-6.0 | Yes | No | No | Yes | Yes | No | No | No | No | No | Yes | No | No | No | No | No | No | No | No | Yes |  |  | .1.3.6.1.4.1.9.1.225 in IP-6.0
.1.3.6.1.4.1.9.1.147 | Hub | Cisco | 316T | NA | IP-6.0 | Yes | No | No | Yes | Yes | No | No | No | No | No | Yes | No | No | No | No | No | No | No | No | Yes |  |  | .1.3.6.1.4.1.9.1.147 in IP-6.0
.1.3.6.1.4.1.9.1.226 | Hub | Cisco | FastHub 100 | NA | IP-6.0 | Yes | No | No | Yes | Yes | No | No | No | No | No | Yes | No | No | No | No | No | No | No | No | Yes |  |  | .1.3.6.1.4.1.9.1.226 in IP-6.0
.1.3.6.1.4.1.9.1.152 | Hub | Cisco | FastHub 1116 | NA | IP-6.0 | Yes | No | No | Yes | Yes | No | No | No | No | No | Yes | No | No | No | No | No | No | No | No | Yes |  |  | .1.3.6.1.4.1.9.1.152 in IP-6.0
.1.3.6.1.4.1.9.1.151 | Hub | Cisco | FastHub 116C | NA | IP-6.0 | Yes | No | No | Yes | Yes | No | No | No | No | No | Yes | No | No | No | No | No | No | No | No | Yes |  |  | .1.3.6.1.4.1.9.1.151 in IP-6.0
.1.3.6.1.4.1.9.1.150 | Hub | Cisco | FastHub 116T | NA | IP-6.0 | Yes | No | No | Yes | Yes | No | No | No | No | No | Yes | No | No | No | No | No | No | No | No | Yes |  |  | .1.3.6.1.4.1.9.1.150 in IP-6.0
.1.3.6.1.4.1.9.1.169 | Hub | Cisco | FastHub 216T | NA | IP-6.0 | Yes | No | No | Yes | Yes | No | No | No | No | No | Yes | No | No | No | No | No | No | No | No | Yes |  |  | .1.3.6.1.4.1.9.1.169 in IP-6.0
.1.3.6.1.4.1.9.1.149 | Hub | Cisco | FastHub 3116 | NA | IP-6.0 | Yes | No | No | Yes | Yes | No | No | No | No | No | Yes | No | No | No | No | No | No | No | No | Yes |  |  | .1.3.6.1.4.1.9.1.149 in IP-6.0
.1.3.6.1.4.1.9.1.148 | Hub | Cisco | FastHub 316C | NA | IP-6.0 | Yes | No | No | Yes | Yes | No | No | No | No | No | Yes | No | No | No | No | No | No | No | No | Yes |  |  | .1.3.6.1.4.1.9.1.148 in IP-6.0
.1.3.6.1.4.1.9.1.178 | Hub | Cisco | FastHubBMMFX | NA | IP-6.0 | Yes | No | No | Yes | Yes | No | No | No | No | No | Yes | No | No | No | No | No | No | No | No | Yes |  |  | .1.3.6.1.4.1.9.1.178 in IP-6.0
.1.3.6.1.4.1.9.1.177 | Hub | Cisco | FastHubBMMTX | NA | IP-6.0 | Yes | No | No | Yes | Yes | No | No | No | No | No | Yes | No | No | No | No | No | No | No | No | Yes |  |  | .1.3.6.1.4.1.9.1.177 in IP-6.0
.1.3.6.1.4.1.9.1.161 | Hub | Cisco | MicroHub 1502 | NA | IP-6.0 | Yes | No | No | Yes | Yes | No | No | No | No | No | Yes | No | No | No | No | No | No | No | No | Yes |  |  | .1.3.6.1.4.1.9.1.161 in IP-6.0
.1.3.6.1.4.1.9.1.160 | Hub | Cisco | MicroHub 1503 | NA | IP-6.0 | Yes | No | No | Yes | Yes | No | No | No | No | No | Yes | No | No | No | No | No | No | No | No | Yes |  |  | .1.3.6.1.4.1.9.1.160 in IP-6.0
.1.3.6.1.4.1.9.1.256 | MSFC | Cisco | WSX6302 | NA | IP-6.0 | Yes | No | Yes | Yes | Yes | No | No | No | Yes | No | Yes | No | No | Yes | Yes | Yes | Yes | Yes | Yes | Yes |  |  | .1.3.6.1.4.1.9.1.256 in IP-6.0
.1.3.6.1.4.1.141.1.1.7211 | Probe | Cisco | CiscoSwitchProbe | NA | IP-6.0 | Yes | No | Yes | Yes | Yes | No | No | No | Yes | No | No | No | No | No | No | No | No | No | No | Yes |  |  | .1.3.6.1.4.1.141.1.1.7211 in IP-6.0
.1.3.6.1.4.1.9.1.826 | Probe | Cisco | NME-NAM | NA | IP-7.0.2 | Yes | No | No | Yes | Yes | No | No | No | No | No | No | No | No | No | No | No | No | No | No | No | No | No | .1.3.6.1.4.1.9.1.826 in IP-7.0.2
.1.3.6.1.4.1.5655.1.3 | Probe | Cisco | SCE2000 | Version 3.1.6 Build 157 | IP-7.0.3.8 | Yes | No | No | Yes | Yes | No | No | No | No | No | No | No | No | No | No | No | No | No | No | No | No | No | .1.3.6.1.4.1.5655.1.3 in IP-7.0.3.8
.1.3.6.1.4.1.9.5.1.3.1.1.2.291 | Probe | Cisco | WS-SVC-NAM-2 | NA | IP-6.0 | Yes | No | Yes | Yes | Yes | No | No | No | No | No | No | No | No | No | No | No | No | No | No | Yes |  |  | .1.3.6.1.4.1.9.5.1.3.1.1.2.291 in IP-6.0
.1.3.6.1.4.1.9.5.1.3.1.1.2.223 | Probe | Cisco | WS-X6380-NAM | NA | IP-6.0 | Yes | No | Yes | Yes | Yes | No | No | No | No | No | No | No | No | No | No | No | No | No | No | Yes |  |  | .1.3.6.1.4.1.9.5.1.3.1.1.2.223 in IP-6.0
.1.3.6.1.4.1.9.1.81 | Router | Cisco | 751 | NA | IP-6.0 | Yes | No | Yes | Yes | Yes | No | No | No | Yes | Yes | Yes | No | No | No | No | No | No | No | No | Yes |  |  | .1.3.6.1.4.1.9.1.81 in IP-6.0
.1.3.6.1.4.1.9.1.82 | Router | Cisco | 752 | NA | IP-6.0 | Yes | No | Yes | Yes | Yes | No | No | No | Yes | Yes | Yes | No | No | No | No | No | No | No | No | Yes |  |  | .1.3.6.1.4.1.9.1.82 in IP-6.0
.1.3.6.1.4.1.9.1.83 | Router | Cisco | 753 | NA | IP-6.0 | Yes | No | Yes | Yes | Yes | No | No | No | Yes | Yes | Yes | No | No | No | No | No | No | No | No | Yes |  |  | .1.3.6.1.4.1.9.1.83 in IP-6.0
.1.3.6.1.4.1.9.1.98 | Router | Cisco | 761 | NA | IP-6.0 | Yes | No | Yes | Yes | Yes | No | No | No | Yes | Yes | Yes | No | No | Yes | Yes | Yes | Yes | Yes | Yes | Yes |  |  | .1.3.6.1.4.1.9.1.98 in IP-6.0
.1.3.6.1.4.1.9.1.99 | Router | Cisco | 762 | NA | IP-6.0 | Yes | No | No | Yes | Yes | No | No | No | No | No | Yes | No | No | No | No | No | No | No | No | Yes |  |  | .1.3.6.1.4.1.9.1.99 in IP-6.0
.1.3.6.1.4.1.9.1.102 | Router | Cisco | 765 | NA | IP-6.0 | Yes | No | No | Yes | Yes | No | No | No | No | No | Yes | No | No | No | No | No | No | No | No | Yes |  |  | .1.3.6.1.4.1.9.1.102 in IP-6.0
.1.3.6.1.4.1.9.1.103 | Router | Cisco | 766 | NA | IP-6.0 | Yes | No | No | Yes | Yes | No | No | No | No | No | Yes | No | No | No | No | No | No | No | No | Yes |  |  | .1.3.6.1.4.1.9.1.103 in IP-6.0
.1.3.6.1.4.1.9.1.126 | Router | Cisco | 771 | NA | IP-6.0 | Yes | No | No | Yes | Yes | No | No | No | No | No | Yes | No | No | No | No | No | No | No | No | Yes |  |  | .1.3.6.1.4.1.9.1.126 in IP-6.0
.1.3.6.1.4.1.9.1.127 | Router | Cisco | 772 | NA | IP-6.0 | Yes | No | No | Yes | Yes | No | No | No | No | No | Yes | No | No | No | No | No | No | No | No | Yes |  |  | .1.3.6.1.4.1.9.1.127 in IP-6.0
.1.3.6.1.4.1.9.1.128 | Router | Cisco | 775 | NA | IP-6.0 | Yes | No | Yes | Yes | Yes | No | No | No | Yes | Yes | Yes | No | No | Yes | Yes | Yes | Yes | Yes | Yes | Yes |  |  | .1.3.6.1.4.1.9.1.128 in IP-6.0
.1.3.6.1.4.1.9.1.129 | Router | Cisco | 776 | NA | IP-6.0 | Yes | No | Yes | Yes | Yes | No | No | No | Yes | Yes | Yes | No | No | Yes | Yes | Yes | Yes | Yes | Yes | Yes |  |  | .1.3.6.1.4.1.9.1.129 in IP-6.0
.1.3.6.1.4.1.9.1.212 | Router | Cisco | 801 | NA | IP-6.0 | Yes | No | Yes | Yes | Yes | No | No | No | Yes | Yes | Yes | No | No | Yes | Yes | Yes | Yes | Yes | Yes | Yes |  |  | .1.3.6.1.4.1.9.1.212 in IP-6.0
.1.3.6.1.4.1.9.1.213 | Router | Cisco | 802 | NA | IP-6.0 | Yes | No | Yes | Yes | Yes | No | No | No | Yes | Yes | Yes | No | No | Yes | Yes | Yes | Yes | Yes | Yes | Yes |  |  | .1.3.6.1.4.1.9.1.213 in IP-6.0
.1.3.6.1.4.1.9.1.214 | Router | Cisco | 803 | NA | IP-6.0 | Yes | No | Yes | Yes | Yes | No | No | No | Yes | Yes | Yes | No | No | Yes | Yes | Yes | Yes | Yes | Yes | Yes |  |  | .1.3.6.1.4.1.9.1.214 in IP-6.0
.1.3.6.1.4.1.9.1.215 | Router | Cisco | 804 | NA | IP-6.0 | Yes | No | Yes | Yes | Yes | No | No | No | Yes | Yes | Yes | No | No | Yes | Yes | Yes | Yes | Yes | Yes | Yes |  |  | .1.3.6.1.4.1.9.1.215 in IP-6.0
.1.3.6.1.4.1.9.1.245 | Router | Cisco | 805 | NA | IP-6.0 | Yes | No | Yes | Yes | Yes | No | No | No | Yes | Yes | Yes | No | No | No | No | No | No | No | No | Yes |  |  | .1.3.6.1.4.1.9.1.245 in IP-6.0
.1.3.6.1.4.1.9.1.384 | Router | Cisco | 806 | NA | IP-6.2.1 | Yes | No | Yes | Yes | Yes | No | No | No | Yes | Yes | Yes | No | No | Yes | Yes | Yes | Yes | Yes | Yes | Yes |  |  | .1.3.6.1.4.1.9.1.384 in IP-6.2.1
.1.3.6.1.4.1.9.1.395 | Router | Cisco | 811 | NA | IP-6.2.1 | Yes | No | Yes | Yes | Yes | No | No | No | Yes | Yes | Yes | No | No | Yes | Yes | Yes | Yes | Yes | Yes | Yes |  |  | .1.3.6.1.4.1.9.1.395 in IP-6.2.1
.1.3.6.1.4.1.9.1.396 | Router | Cisco | 813 | NA | IP-6.2.1 | Yes | No | Yes | Yes | Yes | No | No | No | Yes | Yes | Yes | No | No | Yes | Yes | Yes | Yes | Yes | Yes | Yes |  |  | .1.3.6.1.4.1.9.1.396 in IP-6.2.1
.1.3.6.1.4.1.9.1.733 | Router | Cisco | 815 | NA | IP-6.x | Yes | No | Yes | Yes | Yes | No | No | No | No | No | No | No | No | Yes | Yes | Yes | Yes | Yes | Yes | Yes | No | No | .1.3.6.1.4.1.9.1.733 in IP-6.x
.1.3.6.1.4.1.9.1.322 | Router | Cisco | 826 | NA | IP-6.2.1 | Yes | No | Yes | Yes | Yes | No | No | No | Yes | Yes | Yes | No | No | Yes | Yes | Yes | Yes | Yes | Yes | Yes |  |  | .1.3.6.1.4.1.9.1.322 in IP-6.2.1
.1.3.6.1.4.1.9.1.284 | Router | Cisco | 827 | NA | IP-6.0 | Yes | No | Yes | Yes | Yes | No | No | No | Yes | Yes | Yes | No | No | Yes | Yes | Yes | Yes | Yes | Yes | Yes |  |  | .1.3.6.1.4.1.9.1.284 in IP-6.0
.1.3.6.1.4.1.9.1.382 | Router | Cisco | 828 | NA | IP-6.2 | Yes | No | Yes | Yes | Yes | No | No | No | Yes | Yes | Yes | No | No | Yes | Yes | Yes | Yes | Yes | Yes | Yes |  |  | .1.3.6.1.4.1.9.1.382 in IP-6.2
.1.3.6.1.4.1.9.1.499 | Router | Cisco | 836 | NA | IP-6.2 | Yes | No | Yes | Yes | Yes | No | No | No | Yes | Yes | Yes | No | No | Yes | Yes | Yes | Yes | Yes | Yes | Yes |  |  | .1.3.6.1.4.1.9.1.499 in IP-6.2
.1.3.6.1.4.1.9.1.191 | Router | Cisco | 904 | NA | IP-6.0 | Yes | No | Yes | Yes | Yes | No | No | No | Yes | Yes | Yes | No | No | Yes | Yes | Yes | Yes | Yes | Yes | Yes |  |  | .1.3.6.1.4.1.9.1.191 in IP-6.0
.1.3.6.1.4.1.9.1.40 | Router | Cisco | 1000 | NA | IP-6.0 | Yes | No | Yes | Yes | Yes | No | No | No | Yes | Yes | Yes | No | No | Yes | Yes | Yes | Yes | Yes | Yes | Yes |  |  | .1.3.6.1.4.1.9.1.40 in IP-6.0
.1.3.6.1.4.1.9.1.41 | Router | Cisco | 1003 | NA | IP-6.0 | Yes | No | Yes | Yes | Yes | No | No | No | Yes | Yes | Yes | No | No | Yes | Yes | Yes | Yes | Yes | Yes | Yes |  |  | .1.3.6.1.4.1.9.1.41 in IP-6.0
.1.3.6.1.4.1.9.1.49 | Router | Cisco | 1005 | NA | IP-6.0 | Yes | No | Yes | Yes | Yes | No | No | No | Yes | Yes | Yes | No | No | Yes | Yes | Yes | Yes | Yes | Yes | Yes |  |  | .1.3.6.1.4.1.9.1.49 in IP-6.0
.1.3.6.1.4.1.9.1.43 | Router | Cisco | 1020 | NA | IP-6.0 | Yes | No | Yes | Yes | Yes | No | No | No | Yes | Yes | Yes | No | No | Yes | Yes | Yes | Yes | Yes | Yes | Yes |  |  | .1.3.6.1.4.1.9.1.43 in IP-6.0
.1.3.6.1.4.1.9.1.206 | Router | Cisco | 1401 | NA | IP-6.0 | Yes | No | Yes | Yes | Yes | No | No | No | Yes | Yes | Yes | No | No | Yes | Yes | Yes | Yes | Yes | Yes | Yes |  |  | .1.3.6.1.4.1.9.1.206 in IP-6.0
.1.3.6.1.4.1.9.1.250 | Router | Cisco | 1417 | NA | IP-6.0 | Yes | No | Yes | Yes | Yes | No | No | No | Yes | Yes | Yes | No | No | Yes | Yes | Yes | Yes | Yes | Yes | Yes |  |  | .1.3.6.1.4.1.9.1.250 in IP-6.0
.1.3.6.1.4.1.9.1.113 | Router | Cisco | 1601 | NA | IP-6.0 | Yes | No | Yes | Yes | Yes | No | No | No | Yes | Yes | Yes | No | No | Yes | Yes | Yes | Yes | Yes | Yes | Yes |  |  | .1.3.6.1.4.1.9.1.113 in IP-6.0
.1.3.6.1.4.1.9.1.114 | Router | Cisco | 1602 | NA | IP-6.0 | Yes | No | Yes | Yes | Yes | No | No | No | Yes | Yes | Yes | No | No | Yes | Yes | Yes | Yes | Yes | Yes | Yes |  |  | .1.3.6.1.4.1.9.1.114 in IP-6.0
.1.3.6.1.4.1.9.1.115 | Router | Cisco | 1603 | NA | IP-6.0 | Yes | No | Yes | Yes | Yes | No | No | No | Yes | Yes | Yes | No | No | Yes | Yes | Yes | Yes | Yes | Yes | Yes |  |  | .1.3.6.1.4.1.9.1.115 in IP-6.0
.1.3.6.1.4.1.9.1.116 | Router | Cisco | 1604 | NA | IP-6.0 | Yes | No | Yes | Yes | Yes | No | No | No | Yes | Yes | Yes | No | No | Yes | Yes | Yes | Yes | Yes | Yes | Yes |  |  | .1.3.6.1.4.1.9.1.116 in IP-6.0
.1.3.6.1.4.1.9.1.172 | Router | Cisco | 1605 | NA | IP-6.0 | Yes | No | Yes | Yes | Yes | No | No | No | Yes | Yes | Yes | No | No | Yes | Yes | Yes | Yes | Yes | Yes | Yes |  |  | .1.3.6.1.4.1.9.1.172 in IP-6.0
.1.3.6.1.4.1.9.1.538 | Router | Cisco | 1711 | NA | IP-6.2 | Yes | No | Yes | Yes | Yes | No | No | No | Yes | Yes | Yes | No | No | Yes | Yes | Yes | Yes | Yes | Yes | Yes |  |  | .1.3.6.1.4.1.9.1.538 in IP-6.2
.1.3.6.1.4.1.9.1.640 | Router | Cisco | 1803 | version 12.4(5.13)T\X0D\X0ATechnical | IP-6.5.3 | Yes | No | No | Yes | Yes | No | No | No | Yes | No | No | No | No | No | Yes | Yes | No | Yes | Yes | Yes | No | No | .1.3.6.1.4.1.9.1.640 in IP-6.5.3
.1.3.6.1.4.1.9.1.981 | Router | Cisco | 1805 | 12.4(20071114:014948) | IP-7.0.3 | Yes | No | Yes | Yes | Yes | No | No | No | Yes | No | No | No | No | No | Yes | No | No | Yes | Yes | No |  |  | .1.3.6.1.4.1.9.1.981 in IP-7.0.3
.1.3.6.1.4.1.9.1.901 | Router | Cisco | 1880 | NA | IP-6.2.1 | Yes | No | Yes | Yes | Yes | No | No | No | Yes | Yes | Yes | No | No | Yes | Yes | Yes | Yes | Yes | Yes | Yes |  |  | .1.3.6.1.4.1.9.1.901 in IP-6.2.1
.1.3.6.1.4.1.9.1.10 | Router | Cisco | 2000 | NA | IP-6.0 | Yes | No | Yes | Yes | Yes | No | No | No | Yes | Yes | Yes | No | No | Yes | Yes | Yes | Yes | Yes | Yes | Yes |  |  | .1.3.6.1.4.1.9.1.10 in IP-6.0
.1.3.6.1.4.1.9.1.15 | Router | Cisco | 2102 | NA | IP-6.0 | Yes | No | Yes | Yes | Yes | No | No | No | Yes | Yes | Yes | No | No | Yes | Yes | Yes | Yes | Yes | Yes | Yes |  |  | .1.3.6.1.4.1.9.1.15 in IP-6.0
.1.3.6.1.4.1.9.1.16 | Router | Cisco | 2202 | NA | IP-6.0 | Yes | No | Yes | Yes | Yes | No | No | No | Yes | Yes | Yes | No | No | Yes | Yes | Yes | Yes | Yes | Yes | Yes |  |  | .1.3.6.1.4.1.9.1.16 in IP-6.0
.1.3.6.1.4.1.9.1.13 | Router | Cisco | 2500 | NA | IP-6.0 | Yes | No | Yes | Yes | Yes | No | No | No | Yes | Yes | Yes | No | No | Yes | Yes | Yes | Yes | Yes | Yes | Yes |  |  | .1.3.6.1.4.1.9.1.13 in IP-6.0
.1.3.6.1.4.1.9999.1.17 | Router | Cisco | 2501 | NA | IP-7.0.3 | Yes | No | Yes | Yes | Yes | No | No | No | No | No | No | No | No | Yes | Yes | Yes | Yes | Yes | Yes | No | No | No | .1.3.6.1.4.1.9999.1.17 in IP-7.0.3
.1.3.6.1.4.1.9.1.18 | Router | Cisco | 2502 | NA | IP-6.0 | Yes | No | Yes | Yes | Yes | No | No | No | Yes | Yes | Yes | No | No | Yes | Yes | Yes | Yes | Yes | Yes | Yes |  |  | .1.3.6.1.4.1.9.1.18 in IP-6.0
.1.3.6.1.4.1.9.1.20 | Router | Cisco | 2504 | NA | IP-6.0 | Yes | No | Yes | Yes | Yes | No | No | No | Yes | Yes | Yes | No | No | Yes | Yes | Yes | Yes | Yes | Yes | Yes |  |  | .1.3.6.1.4.1.9.1.20 in IP-6.0
.1.3.6.1.4.1.9.1.21 | Router | Cisco | 2505 | NA | IP-6.0 | Yes | No | Yes | Yes | Yes | No | No | No | Yes | Yes | Yes | No | No | Yes | Yes | Yes | Yes | Yes | Yes | Yes |  |  | .1.3.6.1.4.1.9.1.21 in IP-6.0
.1.3.6.1.4.1.9.1.22 | Router | Cisco | 2506 | NA | IP-6.0 | Yes | No | Yes | Yes | Yes | No | No | No | Yes | Yes | Yes | No | No | Yes | Yes | Yes | Yes | Yes | Yes | Yes |  |  | .1.3.6.1.4.1.9.1.22 in IP-6.0
.1.3.6.1.4.1.9.1.23 | Router | Cisco | 2507 | NA | IP-6.0 | Yes | No | Yes | Yes | Yes | No | No | No | Yes | Yes | Yes | No | No | Yes | Yes | Yes | Yes | Yes | Yes | Yes |  |  | .1.3.6.1.4.1.9.1.23 in IP-6.0
.1.3.6.1.4.1.9.1.24 | Router | Cisco | 2508 | NA | IP-6.0 | Yes | No | Yes | Yes | Yes | No | No | No | Yes | Yes | Yes | No | No | Yes | Yes | Yes | Yes | Yes | Yes | Yes |  |  | .1.3.6.1.4.1.9.1.24 in IP-6.0
.1.3.6.1.4.1.9.1.25 | Router | Cisco | 2509 | NA | IP-7.0 | Yes | No | Yes | Yes | Yes | No | No | No | Yes | No | No | No | No | Yes | Yes | Yes | Yes | Yes | Yes | Yes | No | No | .1.3.6.1.4.1.9.1.25 in IP-7.0
.1.3.6.1.4.1.9.1.27 | Router | Cisco | 2511 | NA | IP-7.0 | Yes | No | Yes | Yes | Yes | No | No | No | Yes | No | No | No | No | Yes | Yes | Yes | Yes | Yes | Yes | Yes | No | No | .1.3.6.1.4.1.9.1.27 in IP-7.0
.1.3.6.1.4.1.9.1.28 | Router | Cisco | 2512 | NA | IP-6.0 | Yes | No | Yes | Yes | Yes | No | No | No | Yes | Yes | Yes | No | No | Yes | Yes | Yes | Yes | Yes | Yes | Yes |  |  | .1.3.6.1.4.1.9.1.28 in IP-6.0
.1.3.6.1.4.1.9.1.31 | Router | Cisco | 2515 | NA | IP-6.0 | Yes | No | Yes | Yes | Yes | No | No | No | Yes | Yes | Yes | No | No | Yes | Yes | Yes | Yes | Yes | Yes | Yes |  |  | .1.3.6.1.4.1.9.1.31 in IP-6.0
.1.3.6.1.4.1.9.1.67 | Router | Cisco | 2517 | NA | IP-6.0 | Yes | No | Yes | Yes | Yes | No | No | No | Yes | Yes | Yes | No | No | Yes | Yes | Yes | Yes | Yes | Yes | Yes |  |  | .1.3.6.1.4.1.9.1.67 in IP-6.0
.1.3.6.1.4.1.9.1.68 | Router | Cisco | 2518 | NA | IP-6.0 | Yes | No | Yes | Yes | Yes | No | No | No | Yes | Yes | Yes | No | No | Yes | Yes | Yes | Yes | Yes | Yes | Yes |  |  | .1.3.6.1.4.1.9.1.68 in IP-6.0
.1.3.6.1.4.1.9.1.69 | Router | Cisco | 2519 | NA | IP-6.0 | Yes | No | Yes | Yes | Yes | No | No | No | Yes | Yes | Yes | No | No | Yes | Yes | Yes | Yes | Yes | Yes | Yes |  |  | .1.3.6.1.4.1.9.1.69 in IP-6.0
.1.3.6.1.4.1.9.1.71 | Router | Cisco | 2521 | NA | IP-6.0 | Yes | No | Yes | Yes | Yes | No | No | No | Yes | Yes | Yes | No | No | Yes | Yes | Yes | Yes | Yes | Yes | Yes |  |  | .1.3.6.1.4.1.9.1.71 in IP-6.0
.1.3.6.1.4.1.9.1.72 | Router | Cisco | 2522 | NA | IP-7.0 | Yes | No | Yes | Yes | Yes | No | No | No | Yes | No | No | No | No | No | No | No | No | Yes | Yes | Yes | No | No | .1.3.6.1.4.1.9.1.72 in IP-7.0
.1.3.6.1.4.1.9.1.73 | Router | Cisco | 2523 | NA | IP-6.0 | Yes | No | Yes | Yes | Yes | No | No | No | Yes | Yes | Yes | No | No | Yes | Yes | Yes | Yes | Yes | Yes | Yes |  |  | .1.3.6.1.4.1.9.1.73 in IP-6.0
.1.3.6.1.4.1.9.1.74 | Router | Cisco | 2524 | NA | IP-6.0 | Yes | No | Yes | Yes | Yes | No | No | No | Yes | Yes | Yes | No | No | Yes | Yes | Yes | Yes | Yes | Yes | Yes |  |  | .1.3.6.1.4.1.9.1.74 in IP-6.0
.1.3.6.1.4.1.9.1.75 | Router | Cisco | 2525 | NA | IP-6.0 | Yes | No | Yes | Yes | Yes | No | No | No | Yes | Yes | Yes | No | No | Yes | Yes | Yes | Yes | Yes | Yes | Yes |  |  | .1.3.6.1.4.1.9.1.75 in IP-6.0
.1.3.6.1.4.1.9.1.6 | Router | Cisco | 3000 | NA | IP-6.0 | Yes | No | Yes | Yes | Yes | No | No | No | Yes | Yes | Yes | No | No | Yes | Yes | Yes | Yes | Yes | Yes | Yes |  |  | .1.3.6.1.4.1.9.1.6 in IP-6.0
.1.3.6.1.4.1.9.1.32 | Router | Cisco | 3101 | NA | IP-6.0 | Yes | No | Yes | Yes | Yes | No | No | No | Yes | Yes | Yes | No | No | Yes | Yes | Yes | Yes | Yes | Yes | Yes |  |  | .1.3.6.1.4.1.9.1.32 in IP-6.0
.1.3.6.1.4.1.9.1.33 | Router | Cisco | 3102 | NA | IP-6.0 | Yes | No | Yes | Yes | Yes | No | No | No | Yes | Yes | Yes | No | No | Yes | Yes | Yes | Yes | Yes | Yes | Yes |  |  | .1.3.6.1.4.1.9.1.33 in IP-6.0
.1.3.6.1.4.1.9.1.34 | Router | Cisco | 3103 | NA | IP-6.0 | Yes | No | Yes | Yes | Yes | No | No | No | Yes | Yes | Yes | No | No | Yes | Yes | Yes | Yes | Yes | Yes | Yes |  |  | .1.3.6.1.4.1.9.1.34 in IP-6.0
.1.3.6.1.4.1.9.1.35 | Router | Cisco | 3104 | NA | IP-6.0 | Yes | No | Yes | Yes | Yes | No | No | No | Yes | Yes | Yes | No | No | Yes | Yes | Yes | Yes | Yes | Yes | Yes |  |  | .1.3.6.1.4.1.9.1.35 in IP-6.0
.1.3.6.1.4.1.9.1.581 | Router | Cisco | 3201 | NA | IP-6.2.1 | Yes | No | Yes | Yes | Yes | No | No | No | Yes | Yes | Yes | No | No | Yes | Yes | Yes | Yes | Yes | Yes | Yes |  |  | .1.3.6.1.4.1.9.1.581 in IP-6.2.1
.1.3.6.1.4.1.9.1.36 | Router | Cisco | 3202 | NA | IP-6.0 | Yes | No | Yes | Yes | Yes | No | No | No | Yes | Yes | Yes | No | No | Yes | Yes | Yes | Yes | Yes | Yes | Yes |  |  | .1.3.6.1.4.1.9.1.36 in IP-6.0
.1.3.6.1.4.1.9.1.37 | Router | Cisco | 3204 | NA | IP-6.0 | Yes | No | Yes | Yes | Yes | No | No | No | Yes | Yes | Yes | No | No | Yes | Yes | Yes | Yes | Yes | Yes | Yes |  |  | .1.3.6.1.4.1.9.1.37 in IP-6.0
.1.3.6.1.4.1.9.1.819 | Router | Cisco | 3205 | 12.4(20071017:231637) | IP-7.0.3 | Yes | No | No | Yes | Yes | No | No | No | Yes | No | No | No | No | No | No | Yes | No | Yes | Yes | No |  |  | .1.3.6.1.4.1.9.1.819 in IP-7.0.3
.1.3.6.1.4.1.9.1.553 | Router | Cisco | 3220 | NA | IP-6.2 | Yes | No | Yes | Yes | Yes | No | No | No | Yes | Yes | Yes | No | No | Yes | Yes | Yes | Yes | Yes | Yes | Yes |  |  | .1.3.6.1.4.1.9.1.553 in IP-6.2
.1.3.6.1.4.1.9.1.479 | Router | Cisco | 3251 | NA | IP-6.2 | Yes | No | Yes | Yes | Yes | No | No | No | Yes | Yes | Yes | No | No | Yes | Yes | Yes | Yes | Yes | Yes | Yes |  |  | .1.3.6.1.4.1.9.1.479 in IP-6.2
.1.3.6.1.4.1.9.1.690 | Router | Cisco | 3272 | Version 12.4(20051216:092339) | IP-6.5.3 | Yes | No | No | Yes | Yes | No | No | No | Yes | No | No | No | No | No | No | Yes | No | Yes | Yes | Yes | No | No | .1.3.6.1.4.1.9.1.690 in IP-6.5.3
.1.3.6.1.4.1.9.1.123 | Router | Cisco | 3620 | NA | IP-6.0 | Yes | No | Yes | Yes | Yes | No | No | No | Yes | Yes | Yes | No | No | Yes | Yes | Yes | Yes | Yes | Yes | Yes |  |  | .1.3.6.1.4.1.9.1.123 in IP-6.0
.1.3.6.1.4.1.9.1.189 | Router | Cisco | 3640 | NA | IP-6.0 | Yes | No | Yes | Yes | Yes | No | No | No | Yes | Yes | Yes | No | No | Yes | Yes | Yes | Yes | Yes | Yes | Yes |  |  | .1.3.6.1.4.1.9.1.189 in IP-6.0
.1.3.6.1.4.1.9.1.339 | Router | Cisco | 3660 | NA | IP-6.0 | Yes | No | Yes | Yes | Yes | No | No | No | Yes | Yes | Yes | No | No | Yes | Yes | Yes | Yes | Yes | Yes | Yes |  |  | .1.3.6.1.4.1.9.1.339 in IP-6.0
.1.3.6.1.4.1.9.1.7 | Router | Cisco | 4000 | NA | IP-6.0 | Yes | No | Yes | Yes | Yes | No | No | No | Yes | Yes | Yes | No | No | Yes | Yes | Yes | Yes | Yes | Yes | Yes |  |  | .1.3.6.1.4.1.9.1.7 in IP-6.0
.1.3.6.1.4.1.9.1.649 | Router | Cisco | 4250 | NA | IP-7.0 | Yes | No | No | Yes | Yes | No | No | No | No | No | No | No | No | No | No | No | No | Yes | No | No | No | No | .1.3.6.1.4.1.9.1.649 in IP-7.0
.1.3.6.1.4.1.9.1.531 | Router | Cisco | 4430 | NA | IP-6.2.1 | Yes | No | Yes | Yes | Yes | No | No | No | Yes | Yes | Yes | No | No | No | No | No | No | No | No | Yes |  |  | .1.3.6.1.4.1.9.1.531 in IP-6.2.1
.1.3.6.1.4.1.9.1.8 | Router | Cisco | 7000 | NA | IP-6.0 | Yes | No | Yes | Yes | Yes | No | No | No | Yes | Yes | Yes | No | No | Yes | Yes | Yes | Yes | Yes | Yes | Yes |  |  | .1.3.6.1.4.1.9.1.8 in IP-6.0
.1.3.6.1.4.1.9.1.12 | Router | Cisco | 7010 | NA | IP-6.0 | Yes | No | Yes | Yes | Yes | No | No | No | Yes | Yes | Yes | No | No | Yes | Yes | Yes | Yes | Yes | Yes | Yes |  |  | .1.3.6.1.4.1.9.1.12 in IP-6.0
.1.3.6.1.4.1.9.1.358 | Router | Cisco | 7160 | NA | IP-6.2.1 | Yes | No | Yes | Yes | Yes | No | No | No | Yes | Yes | Yes | No | No | Yes | Yes | Yes | Yes | Yes | Yes | Yes |  |  | .1.3.6.1.4.1.9.1.358 in IP-6.2.1
.1.3.6.1.4.1.9.1.194 | Router | Cisco | 7202 | NA | IP-6.0 | Yes | No | Yes | Yes | Yes | No | No | No | Yes | Yes | Yes | No | No | Yes | Yes | Yes | Yes | Yes | Yes | Yes | No | No | .1.3.6.1.4.1.9.1.194 in IP-6.0
.1.3.6.1.4.1.9.1.476 | Router | Cisco | 7301 | NA | IP-7.0.3 | Yes | No | Yes | Yes | Yes | Yes | No | No | Yes | No | No | No | No | Yes | Yes | Yes | Yes | Yes | Yes | Yes |  |  | .1.3.6.1.4.1.9.1.476 in IP-7.0.3
.1.3.6.1.4.1.9.1.290 | Router | Cisco | 7507 | NA | IP-6.0 | Yes | No | Yes | Yes | Yes | No | No | No | Yes | Yes | Yes | No | No | Yes | Yes | Yes | Yes | Yes | Yes | Yes |  |  | .1.3.6.1.4.1.9.1.290 in IP-6.0
.1.3.6.1.4.1.9.1.204 | Router | Cisco | 7576 | NA | IP-6.0 | Yes | No | Yes | Yes | Yes | No | No | No | Yes | Yes | Yes | No | No | Yes | Yes | Yes | Yes | Yes | Yes | Yes |  |  | .1.3.6.1.4.1.9.1.204 in IP-6.0
.1.3.6.1.4.1.9.1.401 | Router | Cisco | 7603 | NA | IP-6.0 | Yes | No | Yes | Yes | Yes | No | No | No | Yes | Yes | Yes | No | No | Yes | Yes | Yes | Yes | Yes | Yes | Yes |  |  | .1.3.6.1.4.1.9.1.401 in IP-6.0
.1.3.6.1.4.1.9.5.53 | Router | Cisco | 7603 | NA | IP-6.2 | Yes | No | Yes | Yes | Yes | No | No | No | Yes | Yes | No | No | No | Yes | Yes | Yes | Yes | Yes | Yes | Yes |  |  | .1.3.6.1.4.1.9.5.53 in IP-6.2
.1.3.6.1.4.1.9.5.54 | Router | Cisco | 7606 | NA | IP-6.2 | Yes | No | Yes | Yes | Yes | No | No | No | Yes | Yes | No | No | No | Yes | Yes | Yes | Yes | Yes | Yes | Yes |  |  | .1.3.6.1.4.1.9.5.54 in IP-6.2
.1.3.6.1.4.1.9.5.55 | Router | Cisco | 7609 | NA | IP-6.2 | Yes | No | Yes | Yes | Yes | No | No | No | Yes | Yes | No | No | No | Yes | Yes | Yes | Yes | Yes | Yes | Yes |  |  | .1.3.6.1.4.1.9.5.55 in IP-6.2
.1.3.6.1.4.1.9.1.397 | Router | Cisco | 10720 | NA | IP-6.2 | No | No | No | No | No | No | No | No | No | No | No | No | No | No | No | No | No | No | No | No | No | No | .1.3.6.1.4.1.9.1.397 in IP-6.2
.1.3.6.1.4.1.9.1.181 | Router | Cisco | 12004 | NA | IP-6.0 | Yes | No | Yes | Yes | Yes | No | No | No | Yes | Yes | Yes | No | No | Yes | Yes | Yes | Yes | Yes | Yes | Yes |  |  | .1.3.6.1.4.1.9.1.181 in IP-6.0
.1.3.6.1.4.1.9.1.173 | Router | Cisco | 12012 | Cisco Internetwork Operating System Software IOS (tm) GS Software (C12KPRP-P-M), Version 12.0(32)SY2a | IP-7.0.3 | Yes | No | Yes | Yes | Yes | No | No | No | No | No | Yes | No | No | Yes | Yes | Yes | Yes | Yes | Yes | Yes |  |  | .1.3.6.1.4.1.9.1.173 in IP-7.0.3
.1.3.6.1.4.1.9.1.273 | Router | Cisco | 12016 | IOS Version 12.0(32)SY3a, | IP-7.0.2 | Yes | No | Yes | Yes | Yes | No | No | No | Yes | No | No | No | No | Yes | Yes | Yes | Yes | Yes | Yes | Yes | No | No | .1.3.6.1.4.1.9.1.273 in IP-7.0.2
.1.3.6.1.4.1.9.1.437 | Router | Cisco | 10005 ESR | NA | IP-6.0 | Yes | No | Yes | Yes | Yes | No | No | No | Yes | Yes | Yes | No | No | Yes | Yes | Yes | Yes | Yes | Yes | Yes |  |  | .1.3.6.1.4.1.9.1.437 in IP-6.0
.1.3.6.1.4.1.9.1.348 | Router | Cisco | 12010 GSR | NA | IP-6.2.2 | Yes | No | Yes | Yes | Yes | No | No | No | Yes | Yes | Yes | No | No | Yes | Yes | Yes | Yes | Yes | Yes | Yes |  |  | .1.3.6.1.4.1.9.1.348 in IP-6.2.2
.1.3.6.1.4.1.9.1.477 | Router | Cisco | 12816 PRP | NA | IP-7.0 | Yes | No | Yes | Yes | Yes | No | No | No | Yes | No | No | No | No | Yes | Yes | Yes | Yes | Yes | Yes | Yes | No | No | .1.3.6.1.4.1.9.1.477 in IP-7.0
.1.3.6.1.4.1.9.1.200 | Router | Cisco | 1710 VPN | NA | IP-6.0 | Yes | No | Yes | Yes | Yes | No | No | No | Yes | Yes | Yes | No | No | Yes | Yes | Yes | Yes | Yes | Yes | Yes |  |  | .1.3.6.1.4.1.9.1.200 in IP-6.0
.1.3.6.1.4.1.9.1.165 | Router | Cisco | 2501FRADFX | NA | IP-6.0 | Yes | No | Yes | Yes | Yes | No | No | No | Yes | Yes | Yes | No | No | Yes | Yes | Yes | Yes | Yes | Yes | Yes |  |  | .1.3.6.1.4.1.9.1.165 in IP-6.0
.1.3.6.1.4.1.9.1.166 | Router | Cisco | 2501LANFRADFX | NA | IP-6.0 | Yes | No | Yes | Yes | Yes | No | No | No | Yes | Yes | Yes | No | No | Yes | Yes | Yes | Yes | Yes | Yes | Yes |  |  | .1.3.6.1.4.1.9.1.166 in IP-6.0
.1.3.6.1.4.1.9.1.167 | Router | Cisco | 2502LANFRADFX | NA | IP-6.0 | Yes | No | Yes | Yes | Yes | No | No | No | Yes | Yes | Yes | No | No | Yes | Yes | Yes | Yes | Yes | Yes | Yes |  |  | .1.3.6.1.4.1.9.1.167 in IP-6.0
.1.3.6.1.4.1.9.1.153 | Router | Cisco | 2509RJ | NA | IP-6.0 | Yes | No | Yes | Yes | Yes | No | No | No | Yes | Yes | Yes | No | No | Yes | Yes | Yes | Yes | Yes | Yes | Yes |  |  | .1.3.6.1.4.1.9.1.153 in IP-6.0
.1.3.6.1.4.1.9.1.374 | Router | Cisco | 3600 URM-JK9S-M | NA | IP-6.0 | Yes | No | Yes | Yes | Yes | No | No | No | Yes | Yes | Yes | No | No | Yes | Yes | Yes | Yes | Yes | Yes | Yes |  |  | .1.3.6.1.4.1.9.1.374 in IP-6.0
.1.3.6.1.4.1.9.1.342 | Router | Cisco | 3662-AC-CO | NA | IP-6.0 | Yes | No | Yes | Yes | Yes | No | No | No | Yes | Yes | Yes | No | No | Yes | Yes | Yes | Yes | Yes | Yes | Yes |  |  | .1.3.6.1.4.1.9.1.342 in IP-6.0
.1.3.6.1.4.1.9.1.343 | Router | Cisco | 3662-DC-CO | NA | IP-6.0 | Yes | No | Yes | Yes | Yes | No | No | No | Yes | Yes | Yes | No | No | Yes | Yes | Yes | Yes | Yes | Yes | Yes |  |  | .1.3.6.1.4.1.9.1.343 in IP-6.0
.1.3.6.1.4.1.9.1.1072 | Router | Cisco | 3845-NOVPN | NA | IP-7.0.3.20 | Yes | No | Yes | Yes | Yes | No | No | No | No | No | No | No | No | Yes | Yes | Yes | Yes | Yes | Yes | Yes | No | No | .1.3.6.1.4.1.9.1.1072 in IP-7.0.3.20
.1.3.6.1.4.1.9.1.318 | Router | Cisco | 4604-GWY | NA | IP-6.0 | Yes | No | Yes | Yes | Yes | No | No | No | Yes | Yes | Yes | No | No | Yes | Yes | Yes | Yes | Yes | Yes | Yes |  |  | .1.3.6.1.4.1.9.1.318 in IP-6.0
.1.3.6.1.4.1.9.1.211 | Router | Cisco | 6400NRP | NA | IP-6.0 | Yes | No | Yes | Yes | Yes | No | No | No | Yes | Yes | Yes | No | No | Yes | Yes | Yes | Yes | Yes | Yes | Yes |  |  | .1.3.6.1.4.1.9.1.211 in IP-6.0
.1.3.6.1.4.1.9.1.263 | Router | Cisco | 7120-AE3 | NA | IP-6.0 | Yes | No | Yes | Yes | Yes | No | No | No | Yes | Yes | Yes | No | No | Yes | Yes | Yes | Yes | Yes | Yes | Yes |  |  | .1.3.6.1.4.1.9.1.263 in IP-6.0
.1.3.6.1.4.1.9.1.262 | Router | Cisco | 7120-AT3 | NA | IP-6.0 | Yes | No | Yes | Yes | Yes | No | No | No | Yes | Yes | Yes | No | No | Yes | Yes | Yes | Yes | Yes | Yes | Yes |  |  | .1.3.6.1.4.1.9.1.262 in IP-6.0
.1.3.6.1.4.1.9.1.264 | Router | Cisco | 7120-SMI3 | NA | IP-6.0 | Yes | No | Yes | Yes | Yes | No | No | No | Yes | Yes | Yes | No | No | Yes | Yes | Yes | Yes | Yes | Yes | Yes |  |  | .1.3.6.1.4.1.9.1.264 in IP-6.0
.1.3.6.1.4.1.9.1.260 | Router | Cisco | 7120-T3 | NA | IP-6.0 | Yes | No | Yes | Yes | Yes | No | No | No | Yes | Yes | Yes | No | No | Yes | Yes | Yes | Yes | Yes | Yes | Yes |  |  | .1.3.6.1.4.1.9.1.260 in IP-6.0
.1.3.6.1.4.1.9.1.268 | Router | Cisco | 7140-2AE3 | NA | IP-6.0 | Yes | No | Yes | Yes | Yes | No | No | No | Yes | Yes | Yes | No | No | Yes | Yes | Yes | Yes | Yes | Yes | Yes |  |  | .1.3.6.1.4.1.9.1.268 in IP-6.0
.1.3.6.1.4.1.9.1.267 | Router | Cisco | 7140-2AT3 | NA | IP-6.0 | Yes | No | Yes | Yes | Yes | No | No | No | Yes | Yes | Yes | No | No | Yes | Yes | Yes | Yes | Yes | Yes | Yes |  |  | .1.3.6.1.4.1.9.1.267 in IP-6.0
.1.3.6.1.4.1.9.1.266 | Router | Cisco | 7140-2E3 | NA | IP-6.0 | Yes | No | Yes | Yes | Yes | No | No | No | Yes | Yes | Yes | No | No | Yes | Yes | Yes | Yes | Yes | Yes | Yes |  |  | .1.3.6.1.4.1.9.1.266 in IP-6.0
.1.3.6.1.4.1.9.1.277 | Router | Cisco | 7140-2FE | NA | IP-6.2.1 | Yes | No | Yes | Yes | Yes | No | No | No | Yes | Yes | Yes | No | No | Yes | Yes | Yes | Yes | Yes | Yes | Yes |  |  | .1.3.6.1.4.1.9.1.277 in IP-6.2.1
.1.3.6.1.4.1.9.1.269 | Router | Cisco | 7140-2MM3 | NA | IP-6.0 | Yes | No | Yes | Yes | Yes | No | No | No | Yes | Yes | Yes | No | No | Yes | Yes | Yes | Yes | Yes | Yes | Yes |  |  | .1.3.6.1.4.1.9.1.269 in IP-6.0
.1.3.6.1.4.1.9.1.265 | Router | Cisco | 7140-2T3 | NA | IP-6.0 | Yes | No | Yes | Yes | Yes | No | No | No | Yes | Yes | Yes | No | No | Yes | Yes | Yes | Yes | Yes | Yes | Yes |  |  | .1.3.6.1.4.1.9.1.265 in IP-6.0
.1.3.6.1.4.1.9.1.835 | Router | Cisco | 7600s | Version 12.2(33)SRB1, RELEASE SOFTWARE (fc3) | IP-7.0.3.13 | Yes | No | Yes | Yes | Yes | No | No | No | No | No | No | No | No | Yes | Yes | Yes | No | Yes | Yes | Yes | No | No | .1.3.6.1.4.1.9.1.835 in IP-7.0.3.13
.1.3.6.1.4.1.9.1.446 | Router | Cisco | 827H | NA | IP-6.2 | Yes | No | Yes | Yes | Yes | No | No | No | Yes | Yes | Yes | No | No | Yes | Yes | Yes | Yes | Yes | Yes | Yes |  |  | .1.3.6.1.4.1.9.1.446 in IP-6.2
.1.3.6.1.4.1.9.1.270 | Router | Cisco | 827QuadV | NA | IP-6.2.1 | Yes | No | Yes | Yes | Yes | No | No | No | Yes | Yes | Yes | No | No | Yes | Yes | Yes | Yes | Yes | Yes | Yes |  |  | .1.3.6.1.4.1.9.1.270 in IP-6.2.1
.1.3.6.1.4.1.9.1.39 | Router | Cisco | AccessProEC | NA | IP-6.0 | Yes | No | Yes | Yes | Yes | No | No | No | Yes | Yes | Yes | No | No | Yes | Yes | Yes | Yes | Yes | Yes | Yes |  |  | .1.3.6.1.4.1.9.1.39 in IP-6.0
.1.3.6.1.4.1.9.1.38 | Router | Cisco | AccessProRC | NA | IP-6.0 | Yes | No | Yes | Yes | Yes | No | No | No | Yes | Yes | Yes | No | No | Yes | Yes | Yes | Yes | Yes | Yes | Yes |  |  | .1.3.6.1.4.1.9.1.38 in IP-6.0
.1.3.6.1.4.1.9.1.11 | Router | Cisco | AGSplus | NA | IP-6.0 | Yes | No | Yes | Yes | Yes | No | No | No | Yes | Yes | Yes | No | No | Yes | Yes | Yes | Yes | Yes | Yes | Yes |  |  | .1.3.6.1.4.1.9.1.11 in IP-6.0
.1.3.6.1.4.1.9.1.474 | Router | Cisco | AP1200 | NA | IP-6.0 | Yes | Yes | No | Yes | Yes | No | No | No | Yes | No | Yes | No | No | No | No | No | No | No | No | No | No | No | .1.3.6.1.4.1.9.1.474 in IP-6.0
.1.3.6.1.4.1.9.1.758 | Router | Cisco | AP1250 | Version 12.3(20060510:075747) | IP-6.5.3 | Yes | No | No | Yes | Yes | No | No | No | Yes | No | No | No | No | No | No | No | No | Yes | Yes | Yes | No | No | .1.3.6.1.4.1.9.1.758 in IP-6.5.3
.1.3.6.1.4.1.9.1.552 | Router | Cisco | AP350 IOS | NA | IP-6.2.1 | Yes | No | Yes | Yes | Yes | No | No | No | Yes | Yes | Yes | No | No | Yes | Yes | Yes | Yes | Yes | Yes | Yes |  |  | .1.3.6.1.4.1.9.1.552 in IP-6.2.1
.1.3.6.1.4.1.9.1.109 | Router | Cisco | AS5200 | NA | IP-6.0 | Yes | No | Yes | Yes | Yes | No | No | No | Yes | Yes | Yes | No | No | Yes | Yes | Yes | Yes | Yes | Yes | Yes |  |  | .1.3.6.1.4.1.9.1.109 in IP-6.0
.1.3.6.1.4.1.9.1.162 | Router | Cisco | AS5300 | NA | IP-6.0 | Yes | No | Yes | Yes | Yes | No | No | No | Yes | No | Yes | No | No | Yes | Yes | Yes | Yes | Yes | Yes | Yes |  |  | .1.3.6.1.4.1.9.1.162 in IP-6.0
.1.3.6.1.4.1.9.1.274 | Router | Cisco | AS5400 | Cisco IOS Software, 5400 Software (C5400-IS-M), Experimental Version 12.4( | IP-7.0.3 | Yes | No | Yes | Yes | Yes | No | No | No | No | No | No | No | No | Yes | Yes | Yes | Yes | Yes | Yes | Yes |  |  | .1.3.6.1.4.1.9.1.274 in IP-7.0.3
.1.3.6.1.4.1.9.1.668 | Router | Cisco | AS5400XM | NA | IP-6.5.2 | Yes | No | Yes | Yes | Yes | No | No | No | Yes | No | No | No | No | Yes | Yes | Yes | Yes | Yes | Yes | Yes |  |  | .1.3.6.1.4.1.9.1.668 in IP-6.5.2
.1.3.6.1.4.1.9.1.188 | Router | Cisco | AS5800 | NA | IP-6.0 | Yes | No | Yes | Yes | Yes | No | No | No | Yes | No | Yes | No | No | Yes | Yes | Yes | Yes | Yes | Yes | Yes |  |  | .1.3.6.1.4.1.9.1.188 in IP-6.0
.1.3.6.1.4.1.9.1.308 | Router | Cisco | AS5850 | NA | IP-6.0 | Yes | No | Yes | Yes | Yes | No | No | No | Yes | No | Yes | No | No | Yes | Yes | Yes | Yes | Yes | Yes | Yes |  |  | .1.3.6.1.4.1.9.1.308 in IP-6.0
.1.3.6.1.4.1.9.1.272 | Router | Cisco | C10400 | NA | IP-6.0 | Yes | No | Yes | Yes | Yes | No | No | No | Yes | Yes | Yes | No | No | Yes | Yes | Yes | Yes | Yes | Yes | Yes |  |  | .1.3.6.1.4.1.9.1.272 in IP-6.0
.1.3.6.1.4.1.9.1.900 | Router | Cisco | C1840 | NA | IP-6.2.1 | Yes | No | Yes | Yes | Yes | No | No | No | Yes | Yes | Yes | No | No | Yes | Yes | Yes | Yes | Yes | Yes | Yes |  |  | .1.3.6.1.4.1.9.1.900 in IP-6.2.1
.1.3.6.1.4.1.9.1.319 | Router | Cisco | C2600 | NA | IP-6.0 | Yes | No | Yes | Yes | Yes | No | No | No | Yes | Yes | Yes | No | No | Yes | Yes | Yes | Yes | Yes | Yes | Yes |  |  | .1.3.6.1.4.1.9.1.319 in IP-6.0
.1.3.6.1.4.1.9.1.1067 | Router | Cisco | C2975 | IOS-12.2(46)EX | IP-7.0.3.12 | No | Yes | Yes | Yes | Yes | Yes | Yes | Yes | Yes | No | No | No | No | Yes | Yes | No | No | No | No | Yes | No | No | .1.3.6.1.4.1.9.1.1067 in IP-7.0.3.12
.1.3.6.1.4.1.9.1.425 | Router | Cisco | C3631 | NA | IP-6.0 | Yes | No | Yes | Yes | Yes | No | No | No | Yes | Yes | Yes | No | No | Yes | Yes | Yes | Yes | Yes | Yes | Yes |  |  | .1.3.6.1.4.1.9.1.425 in IP-6.0
.1.3.6.1.4.1.9.1.399 | Router | Cisco | C4224 | NA | IP-6.0 | Yes | No | Yes | Yes | Yes | No | No | No | Yes | Yes | Yes | No | No | Yes | Yes | Yes | Yes | Yes | Yes | Yes |  |  | .1.3.6.1.4.1.9.1.399 in IP-6.0
.1.3.6.1.4.1.9.1.276 | Router | Cisco | C7100-JK2S-M | NA | IP-6.0 | Yes | No | Yes | Yes | Yes | No | No | No | Yes | Yes | Yes | No | No | Yes | Yes | Yes | Yes | Yes | Yes | Yes |  |  | .1.3.6.1.4.1.9.1.276 in IP-6.0
.1.3.6.1.4.1.9.1.240 | Router | Cisco | Cache Engine | NA | IP-6.0 | Yes | No | No | Yes | Yes | No | No | No | No | No | Yes | No | No | No | No | No | No | No | No | Yes |  |  | .1.3.6.1.4.1.9.1.240 in IP-6.0
.1.3.6.1.4.1.9.5.1 | Router | Cisco | CDDI/FDDI Concentrator | NA | IP-6.0 | Yes | No | Yes | Yes | Yes | No | No | No | No | No | No | No | No | No | No | No | No | No | No | Yes |  |  | .1.3.6.1.4.1.9.5.1 in IP-6.0
.1.3.6.1.4.1.9.1.47 | Router | Cisco | Cisco 7500 Series (7507, 7513, 7505) | NA | IP-7.0.1 | Yes | No | Yes | Yes | Yes | No | No | No | No | No | No | No | No | Yes | Yes | Yes | Yes | Yes | Yes | Yes | No | No | .1.3.6.1.4.1.9.1.47 in IP-7.0.1
.1.3.6.1.4.1.3076.1.2.1.1.3.1 | Router | Cisco | Cisco VPN 3002 concentrator | NA | IP-6.2.1 | Yes | No | Yes | Yes | Yes | No | No | No | No | No | No | No | No | No | Yes | Yes | Yes | Yes | Yes | Yes |  |  | .1.3.6.1.4.1.3076.1.2.1.1.3.1 in IP-6.2.1
.1.3.6.1.4.1.9.1.9 | Router | Cisco | CS500 | NA | IP-6.0 | Yes | No | Yes | Yes | Yes | No | No | No | Yes | Yes | Yes | No | No | Yes | Yes | Yes | Yes | Yes | Yes | Yes |  |  | .1.3.6.1.4.1.9.1.9 in IP-6.0
.1.3.6.1.4.1.9.1.1 | Router | Cisco | GatewayServer | NA | IP-6.0 | Yes | No | Yes | Yes | Yes | No | No | No | Yes | Yes | Yes | No | No | No | No | No | No | No | No | Yes |  |  | .1.3.6.1.4.1.9.1.1 in IP-6.0
.1.3.6.1.4.1.9.1.362 | Router | Cisco | IAD2420 | NA | IP-6.2.1 | Yes | No | Yes | Yes | Yes | No | No | No | Yes | Yes | Yes | No | No | Yes | Yes | Yes | Yes | Yes | Yes | Yes |  |  | .1.3.6.1.4.1.9.1.362 in IP-6.2.1
.1.3.6.1.4.1.9.1.545 | Router | Cisco | IAD2430-24FXS | NA | IP-6.2 | Yes | No | Yes | Yes | Yes | No | No | No | Yes | Yes | Yes | No | No | Yes | Yes | Yes | Yes | Yes | Yes | Yes |  |  | .1.3.6.1.4.1.9.1.545 in IP-6.2
.1.3.6.1.4.1.9.1.547 | Router | Cisco | IAD2431-16FXS | NA | IP-6.2 | Yes | No | Yes | Yes | Yes | No | No | No | Yes | Yes | Yes | No | No | Yes | Yes | Yes | Yes | Yes | Yes | Yes |  |  | .1.3.6.1.4.1.9.1.547 in IP-6.2
.1.3.6.1.4.1.9.1.546 | Router | Cisco | IAD2431-8FXS | NA | IP-6.2 | Yes | No | Yes | Yes | Yes | No | No | No | Yes | Yes | Yes | No | No | Yes | Yes | Yes | Yes | Yes | Yes | Yes |  |  | .1.3.6.1.4.1.9.1.546 in IP-6.2
.1.3.6.1.4.1.9.1.548 | Router | Cisco | IAD2431-E1/T1 | NA | IP-6.2.1 | Yes | No | Yes | Yes | Yes | No | No | No | Yes | Yes | Yes | No | No | Yes | Yes | Yes | Yes | Yes | Yes | Yes |  |  | .1.3.6.1.4.1.9.1.548 in IP-6.2.1
.1.3.6.1.4.1.9.1.549 | Router | Cisco | IAD2432 | NA | IP-7.0 | Yes | No | Yes | Yes | Yes | No | No | No | No | No | No | No | No | Yes | Yes | Yes | No | Yes | Yes | Yes | No | No | .1.3.6.1.4.1.9.1.549 in IP-7.0
.1.3.6.1.4.1.9.1.5 | Router | Cisco | IGS/L IGS/R | NA | IP-6.0 | Yes | No | Yes | Yes | Yes | No | No | No | Yes | Yes | No | No | No | Yes | Yes | Yes | Yes | Yes | Yes | Yes |  |  | .1.3.6.1.4.1.9.1.5 in IP-6.0
.1.3.6.1.4.1.9.1.286 | Router | Cisco | MC3810 | NA | IP-6.0 | Yes | No | Yes | Yes | Yes | No | No | No | Yes | Yes | Yes | No | No | Yes | Yes | Yes | Yes | Yes | Yes | Yes |  |  | .1.3.6.1.4.1.9.1.286 in IP-6.0
.1.3.6.1.4.1.9.1.598 | Router | Cisco | MGX8880 Media Gateway | MGX PXM 5.5(10.200) | IP-6.5.3 24 | Yes | No | No | Yes | Yes | No | No | No | No | No | No | No | No | No | Yes | Yes | Yes | Yes | Yes | Yes | No | No | .1.3.6.1.4.1.9.1.598 in IP-6.5.3 24
.1.3.6.1.4.1.9.1.176 | Router | Cisco | MicroWebServer2 | NA | IP-6.0 | Yes | No | Yes | Yes | Yes | No | No | No | Yes | Yes | Yes | No | No | Yes | Yes | Yes | Yes | Yes | Yes | Yes |  |  | .1.3.6.1.4.1.9.1.176 in IP-6.0
.1.3.6.1.4.1.9.12.3.1.9.17.39 | Router | Cisco | MWAM | NA | IP-6.2 | Yes | No | Yes | Yes | Yes | No | No | No | Yes | Yes | No | No | No | Yes | Yes | Yes | Yes | Yes | Yes | Yes |  |  | .1.3.6.1.4.1.9.12.3.1.9.17.39 in IP-6.2
.1.3.6.1.4.1.9.1.398 | Router | Cisco | MWR1900 | NA | IP-6.2.1 | Yes | No | Yes | Yes | Yes | No | No | No | Yes | Yes | Yes | No | No | Yes | Yes | Yes | Yes | Yes | Yes | Yes |  |  | .1.3.6.1.4.1.9.1.398 in IP-6.2.1
.1.3.6.1.4.1.9.1.520 | Router | Cisco | MWR1941-DC | NA | IP-6.2.1 | Yes | No | Yes | Yes | Yes | No | No | No | Yes | Yes | Yes | No | No | Yes | Yes | Yes | Yes | Yes | Yes | Yes |  |  | .1.3.6.1.4.1.9.1.520 in IP-6.2.1
.1.3.6.1.4.1.9.1.732 | Router | Cisco | MWR1941-DC-A | NA | IP-7.0.2 | Yes | No | Yes | Yes | Yes | No | No | No | No | No | No | No | No | Yes | Yes | Yes | Yes | Yes | Yes | Yes | No | No | .1.3.6.1.4.1.9.1.732 in IP-7.0.2
.1.3.6.1.4.1.50.7 | Router | Cisco | ODS FDDI Network Controller | NA | IP-6.0 | Yes | No | Yes | Yes | Yes | No | No | No | No | No | No | No | No | No | No | No | No | No | No | Yes |  |  | .1.3.6.1.4.1.50.7 in IP-6.0
.1.3.6.1.4.1.9.1.254 | Router | Cisco | Optical Regenerator | NA | IP-6.0 | Yes | No | No | Yes | Yes | No | No | No | No | No | Yes | No | No | No | No | No | No | No | No | Yes |  |  | .1.3.6.1.4.1.9.1.254 in IP-6.0
.1.3.6.1.4.1.9.1.51 | Router | Cisco | Pro1003 | NA | IP-6.0 | Yes | No | Yes | Yes | Yes | No | No | No | Yes | Yes | Yes | No | No | No | No | No | No | No | No | Yes |  |  | .1.3.6.1.4.1.9.1.51 in IP-6.0
.1.3.6.1.4.1.9.1.52 | Router | Cisco | Pro1004 | NA | IP-6.0 | Yes | No | Yes | Yes | Yes | No | No | No | Yes | Yes | Yes | No | No | No | No | No | No | No | No | Yes |  |  | .1.3.6.1.4.1.9.1.52 in IP-6.0
.1.3.6.1.4.1.9.1.53 | Router | Cisco | Pro1005 | NA | IP-6.0 | Yes | No | Yes | Yes | Yes | No | No | No | Yes | Yes | Yes | No | No | No | No | No | No | No | No | Yes |  |  | .1.3.6.1.4.1.9.1.53 in IP-6.0
.1.3.6.1.4.1.9.1.117 | Router | Cisco | Pro1601 | NA | IP-6.0 | Yes | No | Yes | Yes | Yes | No | No | No | Yes | Yes | Yes | No | No | Yes | Yes | Yes | Yes | Yes | Yes | Yes |  |  | .1.3.6.1.4.1.9.1.117 in IP-6.0
.1.3.6.1.4.1.9.1.118 | Router | Cisco | Pro1602 | NA | IP-6.0 | Yes | No | Yes | Yes | Yes | No | No | No | Yes | Yes | Yes | No | No | Yes | Yes | Yes | Yes | Yes | Yes | Yes |  |  | .1.3.6.1.4.1.9.1.118 in IP-6.0
.1.3.6.1.4.1.9.1.119 | Router | Cisco | Pro1603 | NA | IP-6.0 | Yes | No | Yes | Yes | Yes | No | No | No | Yes | Yes | Yes | No | No | Yes | Yes | Yes | Yes | Yes | Yes | Yes |  |  | .1.3.6.1.4.1.9.1.119 in IP-6.0
.1.3.6.1.4.1.9.1.120 | Router | Cisco | Pro1604 | NA | IP-6.0 | Yes | No | Yes | Yes | Yes | No | No | No | Yes | Yes | Yes | No | No | Yes | Yes | Yes | Yes | Yes | Yes | Yes |  |  | .1.3.6.1.4.1.9.1.120 in IP-6.0
.1.3.6.1.4.1.9.1.55 | Router | Cisco | Pro2500PCE | NA | IP-6.0 | Yes | No | Yes | Yes | Yes | No | No | No | Yes | Yes | Yes | No | No | No | No | No | No | No | No | Yes |  |  | .1.3.6.1.4.1.9.1.55 in IP-6.0
.1.3.6.1.4.1.9.1.56 | Router | Cisco | Pro2501 | NA | IP-6.0 | Yes | No | Yes | Yes | Yes | No | No | No | Yes | Yes | Yes | No | No | No | No | No | No | No | No | Yes |  |  | .1.3.6.1.4.1.9.1.56 in IP-6.0
.1.3.6.1.4.1.9.1.130 | Router | Cisco | Pro2502 | NA | IP-6.0 | Yes | No | Yes | Yes | Yes | No | No | No | Yes | Yes | Yes | No | No | Yes | Yes | Yes | Yes | Yes | Yes | Yes |  |  | .1.3.6.1.4.1.9.1.130 in IP-6.0
.1.3.6.1.4.1.9.1.57 | Router | Cisco | Pro2503 | NA | IP-6.0 | Yes | No | Yes | Yes | Yes | No | No | No | Yes | Yes | Yes | No | No | No | No | No | No | No | No | Yes |  |  | .1.3.6.1.4.1.9.1.57 in IP-6.0
.1.3.6.1.4.1.9.1.131 | Router | Cisco | Pro2504 | NA | IP-6.0 | Yes | No | Yes | Yes | Yes | No | No | No | Yes | Yes | Yes | No | No | Yes | Yes | Yes | Yes | Yes | Yes | Yes |  |  | .1.3.6.1.4.1.9.1.131 in IP-6.0
.1.3.6.1.4.1.9.1.58 | Router | Cisco | Pro2505 | NA | IP-6.0 | Yes | No | Yes | Yes | Yes | No | No | No | Yes | Yes | Yes | No | No | No | No | No | No | No | No | Yes |  |  | .1.3.6.1.4.1.9.1.58 in IP-6.0
.1.3.6.1.4.1.9.1.132 | Router | Cisco | Pro2506 | NA | IP-6.0 | Yes | No | Yes | Yes | Yes | No | No | No | Yes | Yes | Yes | No | No | Yes | Yes | Yes | Yes | Yes | Yes | Yes |  |  | .1.3.6.1.4.1.9.1.132 in IP-6.0
.1.3.6.1.4.1.9.1.59 | Router | Cisco | Pro2507 | NA | IP-6.0 | Yes | No | Yes | Yes | Yes | No | No | No | Yes | Yes | Yes | No | No | No | No | No | No | No | No | Yes |  |  | .1.3.6.1.4.1.9.1.59 in IP-6.0
.1.3.6.1.4.1.9.1.133 | Router | Cisco | Pro2508 | NA | IP-6.0 | Yes | No | Yes | Yes | Yes | No | No | No | Yes | Yes | Yes | No | No | Yes | Yes | Yes | Yes | Yes | Yes | Yes |  |  | .1.3.6.1.4.1.9.1.133 in IP-6.0
.1.3.6.1.4.1.9.1.60 | Router | Cisco | Pro2509 | NA | IP-6.0 | Yes | No | Yes | Yes | Yes | No | No | No | Yes | Yes | Yes | No | No | No | No | No | No | No | No | Yes |  |  | .1.3.6.1.4.1.9.1.60 in IP-6.0
.1.3.6.1.4.1.9.1.134 | Router | Cisco | Pro2510 | NA | IP-6.0 | Yes | No | Yes | Yes | Yes | No | No | No | Yes | Yes | Yes | No | No | Yes | Yes | Yes | Yes | Yes | Yes | Yes |  |  | .1.3.6.1.4.1.9.1.134 in IP-6.0
.1.3.6.1.4.1.9.1.61 | Router | Cisco | Pro2511 | NA | IP-6.0 | Yes | No | Yes | Yes | Yes | No | No | No | Yes | Yes | Yes | No | No | No | No | No | No | No | No | Yes |  |  | .1.3.6.1.4.1.9.1.61 in IP-6.0
.1.3.6.1.4.1.9.1.135 | Router | Cisco | Pro2512 | NA | IP-6.0 | Yes | No | Yes | Yes | Yes | No | No | No | Yes | Yes | Yes | No | No | Yes | Yes | Yes | Yes | Yes | Yes | Yes |  |  | .1.3.6.1.4.1.9.1.135 in IP-6.0
.1.3.6.1.4.1.9.1.136 | Router | Cisco | Pro2513 | NA | IP-6.0 | Yes | No | Yes | Yes | Yes | No | No | No | Yes | Yes | Yes | No | No | Yes | Yes | Yes | Yes | Yes | Yes | Yes |  |  | .1.3.6.1.4.1.9.1.136 in IP-6.0
.1.3.6.1.4.1.9.1.62 | Router | Cisco | Pro2514 | NA | IP-6.0 | Yes | No | Yes | Yes | Yes | No | No | No | Yes | Yes | Yes | No | No | No | No | No | No | No | No | Yes |  |  | .1.3.6.1.4.1.9.1.62 in IP-6.0
.1.3.6.1.4.1.9.1.137 | Router | Cisco | Pro2515 | NA | IP-6.0 | Yes | No | Yes | Yes | Yes | No | No | No | Yes | Yes | Yes | No | No | Yes | Yes | Yes | Yes | Yes | Yes | Yes |  |  | .1.3.6.1.4.1.9.1.137 in IP-6.0
.1.3.6.1.4.1.9.1.63 | Router | Cisco | Pro2516 | NA | IP-6.0 | Yes | No | Yes | Yes | Yes | No | No | No | Yes | Yes | Yes | No | No | No | No | No | No | No | No | Yes |  |  | .1.3.6.1.4.1.9.1.63 in IP-6.0
.1.3.6.1.4.1.9.1.138 | Router | Cisco | Pro2517 | NA | IP-6.0 | Yes | No | Yes | Yes | Yes | No | No | No | Yes | Yes | Yes | No | No | Yes | Yes | Yes | Yes | Yes | Yes | Yes |  |  | .1.3.6.1.4.1.9.1.138 in IP-6.0
.1.3.6.1.4.1.9.1.139 | Router | Cisco | Pro2518 | NA | IP-6.0 | Yes | No | Yes | Yes | Yes | No | No | No | Yes | Yes | Yes | No | No | Yes | Yes | Yes | Yes | Yes | Yes | Yes |  |  | .1.3.6.1.4.1.9.1.139 in IP-6.0
.1.3.6.1.4.1.9.1.64 | Router | Cisco | Pro2519 | NA | IP-6.0 | Yes | No | Yes | Yes | Yes | No | No | No | Yes | Yes | Yes | No | No | No | No | No | No | No | No | Yes |  |  | .1.3.6.1.4.1.9.1.64 in IP-6.0
.1.3.6.1.4.1.9.1.104 | Router | Cisco | Pro2520 | NA | IP-6.0 | Yes | No | Yes | Yes | Yes | No | No | No | Yes | Yes | Yes | No | No | Yes | Yes | Yes | Yes | Yes | Yes | Yes |  |  | .1.3.6.1.4.1.9.1.104 in IP-6.0
.1.3.6.1.4.1.9.1.105 | Router | Cisco | Pro2522 | NA | IP-6.0 | Yes | No | Yes | Yes | Yes | No | No | No | Yes | Yes | Yes | No | No | Yes | Yes | Yes | Yes | Yes | Yes | Yes |  |  | .1.3.6.1.4.1.9.1.105 in IP-6.0
.1.3.6.1.4.1.9.1.140 | Router | Cisco | Pro2523 | NA | IP-6.0 | Yes | No | Yes | Yes | Yes | No | No | No | Yes | Yes | Yes | No | No | Yes | Yes | Yes | Yes | Yes | Yes | Yes |  |  | .1.3.6.1.4.1.9.1.140 in IP-6.0
.1.3.6.1.4.1.9.1.106 | Router | Cisco | Pro2524 | NA | IP-6.0 | Yes | No | Yes | Yes | Yes | No | No | No | Yes | Yes | Yes | No | No | Yes | Yes | Yes | Yes | Yes | Yes | Yes |  |  | .1.3.6.1.4.1.9.1.106 in IP-6.0
.1.3.6.1.4.1.9.1.141 | Router | Cisco | Pro2525 | NA | IP-6.0 | Yes | No | Yes | Yes | Yes | No | No | No | Yes | Yes | Yes | No | No | Yes | Yes | Yes | Yes | Yes | Yes | Yes |  |  | .1.3.6.1.4.1.9.1.141 in IP-6.0
.1.3.6.1.4.1.9.1.66 | Router | Cisco | Pro4500 | NA | IP-6.0 | Yes | No | Yes | Yes | Yes | No | No | No | Yes | Yes | Yes | No | No | No | No | No | No | No | No | Yes |  |  | .1.3.6.1.4.1.9.1.66 in IP-6.0
.1.3.6.1.4.1.9.1.142 | Router | Cisco | Pro4700 | NA | IP-6.0 | Yes | No | Yes | Yes | Yes | No | No | No | Yes | Yes | Yes | No | No | Yes | Yes | Yes | Yes | Yes | Yes | Yes |  |  | .1.3.6.1.4.1.9.1.142 in IP-6.0
.1.3.6.1.4.1.9.1.76 | Router | Cisco | Pro751 | NA | IP-6.0 | Yes | No | Yes | Yes | Yes | No | No | No | Yes | Yes | Yes | No | No | No | No | No | No | No | No | Yes |  |  | .1.3.6.1.4.1.9.1.76 in IP-6.0
.1.3.6.1.4.1.9.1.77 | Router | Cisco | Pro752 | NA | IP-6.0 | Yes | No | Yes | Yes | Yes | No | No | No | Yes | Yes | Yes | No | No | No | No | No | No | No | No | Yes |  |  | .1.3.6.1.4.1.9.1.77 in IP-6.0
.1.3.6.1.4.1.9.1.78 | Router | Cisco | Pro753 | NA | IP-6.0 | Yes | No | Yes | Yes | Yes | No | No | No | Yes | Yes | Yes | No | No | No | No | No | No | No | No | Yes |  |  | .1.3.6.1.4.1.9.1.78 in IP-6.0
.1.3.6.1.4.1.9.1.92 | Router | Cisco | Pro765 | NA | IP-6.0 | Yes | No | Yes | Yes | Yes | No | No | No | Yes | Yes | Yes | No | No | No | No | No | No | No | No | Yes |  |  | .1.3.6.1.4.1.9.1.92 in IP-6.0
.1.3.6.1.4.1.9.1.93 | Router | Cisco | Pro766 | NA | IP-6.0 | Yes | No | Yes | Yes | Yes | No | No | No | Yes | Yes | Yes | No | No | No | No | No | No | No | No | Yes |  |  | .1.3.6.1.4.1.9.1.93 in IP-6.0
.1.3.6.1.4.1.9.1.4 | Router | Cisco | ProtocolTranslator | NA | IP-6.0 | Yes | No | Yes | Yes | Yes | No | No | No | Yes | Yes | Yes | No | No | No | No | No | No | No | No | Yes |  |  | .1.3.6.1.4.1.9.1.4 in IP-6.0
.1.3.6.1.4.1.9.1.199 | Router | Cisco | RPM | NA | IP-6.0 | Yes | No | No | Yes | Yes | No | No | No | No | No | Yes | No | No | No | No | No | No | No | No | Yes |  |  | .1.3.6.1.4.1.9.1.199 in IP-6.0
.1.3.6.1.4.1.9.1.457 | Router | Cisco | RPM-PR | NA | IP-6.2 | Yes | No | Yes | Yes | Yes | No | No | No | Yes | Yes | Yes | No | No | Yes | Yes | Yes | Yes | Yes | Yes | Yes |  |  | .1.3.6.1.4.1.9.1.457 in IP-6.2
.1.3.6.1.4.1.9.1.291 | Router | Cisco | RSP-JSV-M | NA | IP-6.0 | Yes | No | Yes | Yes | Yes | No | No | No | Yes | Yes | Yes | No | No | Yes | Yes | Yes | Yes | Yes | Yes | Yes |  |  | .1.3.6.1.4.1.9.1.291 in IP-6.0
.1.3.6.1.4.1.9.1.628 | Router | Cisco | SB 106 | NA | IP-6.2.2 | Yes | No | Yes | Yes | Yes | No | No | No | Yes | Yes | Yes | No | No | Yes | Yes | Yes | Yes | Yes | Yes | Yes |  |  | .1.3.6.1.4.1.9.1.628 in IP-6.2.2
.1.3.6.1.4.1.9.1.629 | Router | Cisco | SB 107 | NA | IP-6.x | Yes | Yes | Yes | Yes | Yes | No | No | No | No | No | No | No | No | Yes | Yes | Yes | Yes | Yes | Yes | No | No | No | .1.3.6.1.4.1.9.1.629 in IP-6.x
.1.3.6.1.4.1.9.1.354 | Router | Cisco | SOHO-76 | NA | IP-6.2.1 | Yes | No | Yes | Yes | Yes | No | No | No | Yes | Yes | Yes | No | No | Yes | Yes | Yes | Yes | Yes | Yes | Yes |  |  | .1.3.6.1.4.1.9.1.354 in IP-6.2.1
.1.3.6.1.4.1.9.1.353 | Router | Cisco | SOHO-77 | NA | IP-6.2.1 | Yes | No | Yes | Yes | Yes | No | No | No | Yes | Yes | Yes | No | No | Yes | Yes | Yes | Yes | Yes | Yes | Yes |  |  | .1.3.6.1.4.1.9.1.353 in IP-6.2.1
.1.3.6.1.4.1.9.1.383 | Router | Cisco | SOHO-78 | NA | IP-6.2.1 | Yes | No | Yes | Yes | Yes | No | No | No | Yes | Yes | Yes | No | No | Yes | Yes | Yes | Yes | Yes | Yes | Yes |  |  | .1.3.6.1.4.1.9.1.383 in IP-6.2.1
.1.3.6.1.4.1.9.1.498 | Router | Cisco | SOHO-91 | NA | IP-6.2 | Yes | No | Yes | Yes | Yes | No | No | No | Yes | Yes | Yes | No | No | Yes | Yes | Yes | Yes | Yes | Yes | Yes |  |  | .1.3.6.1.4.1.9.1.498 in IP-6.2
.1.3.6.1.4.1.9.1.500 | Router | Cisco | SOHO-96 | NA | IP-6.2 | Yes | No | Yes | Yes | Yes | No | No | No | Yes | Yes | Yes | No | No | Yes | Yes | Yes | Yes | Yes | Yes | Yes |  |  | .1.3.6.1.4.1.9.1.500 in IP-6.2
.1.3.6.1.4.1.9.1.496 | Router | Cisco | SOHO-97 | NA | IP-6.2 | Yes | No | Yes | Yes | Yes | No | No | No | Yes | Yes | Yes | No | No | Yes | Yes | Yes | Yes | Yes | Yes | Yes |  |  | .1.3.6.1.4.1.9.1.496 in IP-6.2
.1.3.6.1.4.1.9.1.522 | Router | Cisco | SVC-FW-1 | NA | IP-6.0 | Yes | No | Yes | Yes | Yes | No | No | No | Yes | Yes | Yes | No | No | Yes | Yes | Yes | Yes | Yes | Yes | Yes |  |  | .1.3.6.1.4.1.9.1.522 in IP-6.0
.1.3.6.1.4.1.9.1.3 | Router | Cisco | Trouter | NA | IP-6.0 | Yes | No | Yes | Yes | Yes | No | No | No | Yes | Yes | Yes | No | No | No | No | No | No | No | No | Yes |  |  | .1.3.6.1.4.1.9.1.3 in IP-6.0
.1.3.6.1.4.1.9.1.255 | Router | Cisco | UBR 924 | NA | IP-6.0 | Yes | No | Yes | Yes | Yes | No | No | No | Yes | Yes | Yes | No | No | Yes | Yes | Yes | Yes | Yes | Yes | Yes |  |  | .1.3.6.1.4.1.9.1.255 in IP-6.0
.1.3.6.1.4.1.9.1.344 | Router | Cisco | uBR7111 | NA | IP-6.2.1 | Yes | No | Yes | Yes | Yes | No | No | No | Yes | Yes | Yes | No | No | Yes | Yes | Yes | Yes | Yes | Yes | Yes |  |  | .1.3.6.1.4.1.9.1.344 in IP-6.2.1
.1.3.6.1.4.1.9.1.345 | Router | Cisco | uBR7111E | NA | IP-6.2.1 | Yes | No | Yes | Yes | Yes | No | No | No | Yes | Yes | Yes | No | No | Yes | Yes | Yes | Yes | Yes | Yes | Yes |  |  | .1.3.6.1.4.1.9.1.345 in IP-6.2.1
.1.3.6.1.4.1.9.1.346 | Router | Cisco | uBR7114 | NA | IP-6.2.1 | Yes | No | Yes | Yes | Yes | No | No | No | Yes | Yes | Yes | No | No | Yes | Yes | Yes | Yes | Yes | Yes | Yes |  |  | .1.3.6.1.4.1.9.1.346 in IP-6.2.1
.1.3.6.1.4.1.9.1.347 | Router | Cisco | uBR7114E | NA | IP-6.2.1 | Yes | No | Yes | Yes | Yes | No | No | No | Yes | Yes | Yes | No | No | Yes | Yes | Yes | Yes | Yes | Yes | Yes |  |  | .1.3.6.1.4.1.9.1.347 in IP-6.2.1
.1.3.6.1.4.1.9.1.210 | Router | Cisco | UBR7223 | NA | IP-6.0 | Yes | No | Yes | Yes | Yes | No | No | No | Yes | Yes | Yes | No | No | Yes | Yes | Yes | Yes | Yes | Yes | Yes |  |  | .1.3.6.1.4.1.9.1.210 in IP-6.0
.1.3.6.1.4.1.9.1.179 | Router | Cisco | UBR7246 | NA | IP-6.0 | Yes | No | Yes | Yes | Yes | No | No | No | Yes | Yes | Yes | No | No | Yes | Yes | Yes | Yes | Yes | Yes | Yes |  |  | .1.3.6.1.4.1.9.1.179 in IP-6.0
.1.3.6.1.4.1.9.1.271 | Router | Cisco | uBR7246VXR | NA | IP-6.0 | Yes | No | Yes | Yes | Yes | No | No | No | Yes | Yes | Yes | No | No | Yes | Yes | Yes | Yes | Yes | Yes | Yes |  |  | .1.3.6.1.4.1.9.1.271 in IP-6.0
.1.3.6.1.4.1.9.1.351 | Router | Cisco | uBR905 | NA | IP-6.2.1 | Yes | No | Yes | Yes | Yes | No | No | No | Yes | Yes | Yes | No | No | Yes | Yes | Yes | Yes | Yes | Yes | Yes |  |  | .1.3.6.1.4.1.9.1.351 in IP-6.2.1
.1.3.6.1.4.1.9.1.375 | Router | Cisco | URM-2FE-2V | NA | IP-6.0 | Yes | No | Yes | Yes | Yes | No | No | No | Yes | Yes | Yes | No | No | Yes | Yes | Yes | Yes | Yes | Yes | Yes |  |  | .1.3.6.1.4.1.9.1.375 in IP-6.0
.1.3.6.1.4.1.9.1.279 | Router | Cisco | VG200-I6S-M | NA | IP-6.0 | Yes | No | Yes | Yes | Yes | No | No | No | Yes | Yes | Yes | No | No | Yes | Yes | Yes | Yes | Yes | Yes | Yes |  |  | .1.3.6.1.4.1.9.1.279 in IP-6.0
.1.3.6.1.4.1.255.1.1 | Router | Cisco | VPN 5002/8 Concentrator | NA | IP-6.0 | Yes | No | Yes | Yes | Yes | No | No | No | No | No | No | No | No | No | No | No | No | No | No | Yes |  |  | .1.3.6.1.4.1.255.1.1 in IP-6.0
.1.3.6.1.4.1.9.1.257 | RSFC | Cisco | 5kRsfc | NA | IP-6.0 | Yes | No | Yes | Yes | Yes | No | No | No | Yes | No | Yes | No | No | Yes | Yes | Yes | Yes | Yes | Yes | Yes |  |  | .1.3.6.1.4.1.9.1.257 in IP-6.0
.1.3.6.1.4.1.9.5.5 | Switch | Cisco | 1200 | NA | IP-6.0 | Yes | Yes | No | Yes | Yes | Yes | Yes | No | Yes | No | No | No | No | No | No | No | No | No | No | No | No | No | .1.3.6.1.4.1.9.5.5 in IP-6.0
.1.3.6.1.4.1.9.5.27 | Switch | Cisco | 1220 | NA | IP-6.0 | Yes | Yes | No | Yes | Yes | Yes | Yes | No | Yes | No | No | No | No | No | No | No | No | No | No | No | No | No | .1.3.6.1.4.1.9.5.27 in IP-6.0
.1.3.6.1.4.1.9.5.9 | Switch | Cisco | 1600 | NA | IP-6.0 | Yes | Yes | No | Yes | Yes | Yes | Yes | No | Yes | No | No | No | No | No | No | No | No | No | No | No | No | No | .1.3.6.1.4.1.9.5.9 in IP-6.0
.1.3.6.1.4.1.9.5.16 | Switch | Cisco | 1924 | NA | IP-6.0 | Yes | Yes | No | Yes | Yes | Yes | Yes | Yes | Yes | No | No | No | No | No | No | No | No | No | No | No | No | No | .1.3.6.1.4.1.9.5.16 in IP-6.0
.1.3.6.1.4.1.9.5.15 | Switch | Cisco | 3200 | NA | IP-6.0 | Yes | Yes | No | Yes | Yes | Yes | Yes | No | No | No | No | No | No | No | No | No | No | No | No | No |  |  | .1.3.6.1.4.1.9.5.15 in IP-6.0
.1.3.6.1.4.1.9.5.33 | Switch | Cisco | 3900 | NA | IP-6.0 | Yes | Yes | No | Yes | Yes | Yes | Yes | No | No | No | No | No | No | No | No | No | No | No | No | No |  |  | .1.3.6.1.4.1.9.5.33 in IP-6.0
.1.3.6.1.4.1.9.5.37 | Switch | Cisco | 3920 | NA | IP-6.0 | Yes | Yes | No | Yes | Yes | Yes | Yes | Yes | No | No | No | No | No | No | No | No | No | No | No | No |  |  | .1.3.6.1.4.1.9.5.37 in IP-6.0
.1.3.6.1.4.1.9.1.300 | Switch | Cisco | 4006 | NA | IP-7.0 | Yes | No | No | Yes | Yes | No | No | No | Yes | No | No | No | No | No | No | No | No | No | Yes | No | No | No | .1.3.6.1.4.1.9.1.300 in IP-7.0
.1.3.6.1.4.1.9.1.192 | Switch | Cisco | 6200 | NA | IP-6.0 | Yes | Yes | Yes | Yes | Yes | Yes | Yes | No | Yes | No | Yes | No | No | Yes | Yes | Yes | Yes | Yes | Yes | Yes |  |  | .1.3.6.1.4.1.9.1.192 in IP-6.0
.1.3.6.1.4.1.9.1.190 | Switch | Cisco | 8510 | NA | IP-6.0 | Yes | Yes | Yes | Yes | Yes | Yes | Yes | No | Yes | No | Yes | No | No | Yes | Yes | Yes | Yes | Yes | Yes | Yes |  |  | .1.3.6.1.4.1.9.1.190 in IP-6.0
.1.3.6.1.4.1.9.1.196 | Switch | Cisco | 8515 | NA | IP-6.0 | Yes | Yes | Yes | Yes | Yes | Yes | Yes | No | Yes | No | Yes | No | No | Yes | Yes | Yes | Yes | Yes | Yes | Yes |  |  | .1.3.6.1.4.1.9.1.196 in IP-6.0
.1.3.6.1.4.1.9.5.28 | Switch | Cisco | 1900c |  | IP-6.2.3 | Yes | Yes | No | Yes | Yes | Yes | No | No | Yes | Yes | No | No | No | No | No | No | No | No | Yes | Yes | No | No | .1.3.6.1.4.1.9.5.28 in IP-6.2.3
.1.3.6.1.4.1.9.5.31 | Switch | Cisco | 1900i | NA | IP-6.0 | Yes | Yes | No | Yes | Yes | Yes | Yes | Yes | Yes | No | No | No | No | No | No | No | No | No | No | No |  |  | .1.3.6.1.4.1.9.5.31 in IP-6.0
.1.3.6.1.4.1.9.1.170 | Switch | Cisco | 2908XL | NA | IP-6.0 | Yes | Yes | Yes | Yes | Yes | Yes | Yes | Yes | Yes | No | Yes | No | No | No | No | No | No | No | No | Yes |  |  | .1.3.6.1.4.1.9.1.170 in IP-6.0
.1.3.6.1.4.1.9.1.370 | Switch | Cisco | 2912-LRE-XL | NA | IP-6.2 | Yes | Yes | Yes | Yes | Yes | Yes | Yes | Yes | Yes | No | Yes | No | No | Yes | Yes | Yes | No | Yes | Yes | Yes |  |  | .1.3.6.1.4.1.9.1.370 in IP-6.2
.1.3.6.1.4.1.9.1.219 | Switch | Cisco | 2912XL | NA | IP-6.0 | Yes | Yes | Yes | Yes | Yes | Yes | Yes | Yes | Yes | No | Yes | No | No | No | No | No | No | No | No | Yes |  |  | .1.3.6.1.4.1.9.1.219 in IP-6.0
.1.3.6.1.4.1.9.1.369 | Switch | Cisco | 2924-LRE-XL | NA | IP-6.2 | Yes | Yes | Yes | Yes | Yes | Yes | Yes | Yes | Yes | No | Yes | No | No | Yes | Yes | Yes | No | Yes | Yes | Yes |  |  | .1.3.6.1.4.1.9.1.369 in IP-6.2
.1.3.6.1.4.1.9.1.183 | Switch | Cisco | 2924XL | NA | IP-6.0 | Yes | Yes | Yes | Yes | Yes | Yes | Yes | Yes | Yes | No | Yes | No | No | No | No | No | No | No | No | Yes |  |  | .1.3.6.1.4.1.9.1.183 in IP-6.0
.1.3.6.1.4.1.9.1.540 | Switch | Cisco | 2940-8TT | NA | IP-6.2 | Yes | Yes | Yes | Yes | Yes | Yes | Yes | Yes | Yes | No | Yes | No | No | Yes | Yes | Yes | Yes | Yes | Yes | Yes |  |  | .1.3.6.1.4.1.9.1.540 in IP-6.2
.1.3.6.1.4.1.9.1.275 | Switch | Cisco | 2948-GL3 |  | IP-6.2.1 | Yes | Yes | No | Yes | Yes | No | No | No | Yes | No | No | No | No | Yes | Yes | Yes | No | Yes | Yes | Yes | No | No | .1.3.6.1.4.1.9.1.275 in IP-6.2.1
.1.3.6.1.4.1.9.1.483 | Switch | Cisco | 2950ST-8-LRE | NA | IP-6.2 | Yes | Yes | Yes | Yes | Yes | Yes | Yes | Yes | Yes | No | Yes | No | No | Yes | Yes | Yes | No | Yes | Yes | Yes |  |  | .1.3.6.1.4.1.9.1.483 in IP-6.2
.1.3.6.1.4.1.9.1.560 | Switch | Cisco | 2950SX-48 | NA | IP-6.2 | Yes | Yes | Yes | Yes | Yes | Yes | Yes | Yes | Yes | No | Yes | No | No | Yes | Yes | Yes | Yes | Yes | Yes | Yes |  |  | .1.3.6.1.4.1.9.1.560 in IP-6.2
.1.3.6.1.4.1.9.1.508 | Switch | Cisco | 2955S-12 | NA | IP-6.0 | Yes | Yes | No | Yes | Yes | Yes | Yes | Yes | Yes | No | Yes | No | No | Yes | Yes | Yes | Yes | Yes | Yes | No |  |  | .1.3.6.1.4.1.9.1.508 in IP-6.0
.1.3.6.1.4.1.9.1.527 | Switch | Cisco | 2970-24 | NA | IP-6.2 | Yes | Yes | Yes | Yes | Yes | Yes | Yes | Yes | Yes | No | Yes | No | No | Yes | Yes | Yes | No | Yes | Yes | Yes |  |  | .1.3.6.1.4.1.9.1.527 in IP-6.2
.1.3.6.1.4.1.9.5.58 | Switch | Cisco | 4503-Sup | NA | IP-6.2 | Yes | Yes | Yes | Yes | Yes | Yes | Yes | Yes | Yes | No | No | No | No | Yes | Yes | Yes | No | Yes | Yes | Yes |  |  | .1.3.6.1.4.1.9.5.58 in IP-6.2
.1.3.6.1.4.1.9.1.298 | Switch | Cisco | 4908G-L3 | NA | IP-6.2.3 | Yes | Yes | No | Yes | Yes | Yes | Yes | Yes | Yes | No | Yes | No | No | Yes | Yes | Yes | No | Yes | Yes | No |  |  | .1.3.6.1.4.1.9.1.298 in IP-6.2.3
.1.3.6.1.4.1.9.5.41 | Switch | Cisco | 4912G | NA | IP-6.0 | Yes | Yes | Yes | Yes | Yes | Yes | Yes | Yes | Yes | No | No | No | No | Yes | Yes | Yes | No | Yes | Yes | Yes |  |  | .1.3.6.1.4.1.9.5.41 in IP-6.0
.1.3.6.1.4.1.9.1.299 | Switch | Cisco | 6015 IP DSL | NA | IP-6.2 | Yes | No | Yes | Yes | Yes | Yes | Yes | Yes | Yes | Yes | Yes | No | No | Yes | Yes | Yes | Yes | Yes | Yes | Yes |  |  | .1.3.6.1.4.1.9.1.299 in IP-6.2
.1.3.6.1.4.1.9.1.297 | Switch | Cisco | 6160 IP DSL | NA | IP-6.2 | Yes | No | Yes | Yes | Yes | Yes | Yes | Yes | Yes | Yes | Yes | No | No | Yes | Yes | Yes | Yes | Yes | Yes | Yes |  |  | .1.3.6.1.4.1.9.1.297 in IP-6.2
.1.3.6.1.4.1.9.1.253 | Switch | Cisco | 6260 IP DSL | NA | IP-6.2 | Yes | No | Yes | Yes | Yes | Yes | Yes | Yes | Yes | Yes | Yes | No | No | Yes | Yes | Yes | Yes | Yes | Yes | Yes |  |  | .1.3.6.1.4.1.9.1.253 in IP-6.2
.1.3.6.1.4.1.9.1.180 | Switch | Cisco | 6400NSP | NA | IP-6.0 | Yes | Yes | Yes | Yes | Yes | Yes | Yes | No | Yes | No | Yes | No | No | Yes | Yes | Yes | Yes | Yes | Yes | Yes |  |  | .1.3.6.1.4.1.9.1.180 in IP-6.0
.1.3.6.1.4.1.9.5.64 | Switch | Cisco | 6504-E | Version 8.5(0.177)JAC\X0A | IP-6.5.3 | Yes | Yes | Yes | Yes | Yes | No | No | Yes | Yes | No | No | No | No | Yes | Yes | Yes | No | Yes | Yes | Yes | No | No | .1.3.6.1.4.1.9.5.64 in IP-6.5.3
.1.3.6.1.4.1.9.5.47 | Switch | Cisco | 6509 NEB | NA | IP-6.0 | Yes | Yes | Yes | Yes | Yes | Yes | Yes | Yes | Yes | No | No | No | No | Yes | Yes | Yes | No | Yes | Yes | Yes |  |  | .1.3.6.1.4.1.9.5.47 in IP-6.0
.1.3.6.1.4.1.9.1.230 | Switch | Cisco | 8510 MSR | NA | IP-6.0 | Yes | Yes | Yes | Yes | Yes | Yes | Yes | No | Yes | No | Yes | No | No | Yes | Yes | Yes | Yes | Yes | Yes | Yes |  |  | .1.3.6.1.4.1.9.1.230 in IP-6.0
.1.3.6.1.4.1.9.1.999230 | Switch | Cisco | 8510 MSR | NA | IP-6.x | Yes | Yes | Yes | Yes | Yes | No | No | No | No | No | No | No | No | Yes | Yes | Yes | Yes | Yes | Yes | No | No | No | .1.3.6.1.4.1.9.1.999230 in IP-6.x
.1.3.6.1.4.1.9.1.231 | Switch | Cisco | 8515 MSR | NA | IP-6.0 | Yes | Yes | Yes | Yes | Yes | Yes | Yes | No | Yes | No | Yes | No | No | Yes | Yes | Yes | Yes | Yes | Yes | Yes |  |  | .1.3.6.1.4.1.9.1.231 in IP-6.0
.1.3.6.1.4.1.9.1.203 | Switch | Cisco | 8540 CSR | NA | IP-6.0 | Yes | Yes | Yes | Yes | Yes | Yes | Yes | No | Yes | No | Yes | No | No | Yes | Yes | Yes | Yes | Yes | Yes | Yes |  |  | .1.3.6.1.4.1.9.1.203 in IP-6.0
.1.3.6.1.4.1.9.5.2 | Switch | Cisco | adapterCard | NA | IP-6.0 | Yes | No | No | Yes | Yes | Yes | Yes | No | No | No | No | No | No | No | No | No | No | No | No | Yes |  |  | .1.3.6.1.4.1.9.5.2 in IP-6.0
.1.3.6.1.4.1.9.1.379 | Switch | Cisco | Aironet AP340 | NA | IP-6.2.1 | Yes | Yes | No | Yes | Yes | Yes | Yes | No | Yes | No | Yes | No | No | No | No | No | No | No | No | No | No | No | .1.3.6.1.4.1.9.1.379 in IP-6.2.1
.1.3.6.1.4.1.9.1.380 | Switch | Cisco | AP350 | NA | IP-6.0 | Yes | Yes | No | Yes | Yes | Yes | Yes | No | Yes | No | Yes | No | No | No | No | No | No | No | No | No | No | No | .1.3.6.1.4.1.9.1.380 in IP-6.0
.1.3.6.1.4.1.9.1.237 | Switch | Cisco | BPX 8620 | NA | IP-6.0 | Yes | Yes | No | Yes | Yes | Yes | Yes | No | Yes | No | Yes | No | No | No | No | No | No | No | No | No | No | No | .1.3.6.1.4.1.9.1.237 in IP-6.0
.1.3.6.1.4.1.9.1.238 | Switch | Cisco | BPX 8650 | NA | IP-6.0 | Yes | Yes | No | Yes | Yes | Yes | Yes | No | Yes | No | Yes | No | No | No | No | No | No | No | No | No | No | No | .1.3.6.1.4.1.9.1.238 in IP-6.0
.1.3.6.1.4.1.9.1.239 | Switch | Cisco | BPX 8680 | NA | IP-6.0 | Yes | Yes | No | Yes | Yes | Yes | Yes | No | Yes | No | Yes | No | No | No | No | No | No | No | No | No | No | No | .1.3.6.1.4.1.9.1.239 in IP-6.0
.1.3.6.1.4.1.351.100 | Switch | Cisco | BPX-Switch | NA | IP-6.0 | Yes | Yes | No | Yes | Yes | Yes | Yes | No | No | No | No | No | No | No | No | No | No | No | No | No |  |  | .1.3.6.1.4.1.351.100 in IP-6.0
.1.3.6.1.4.1.9.1.488 | Switch | Cisco | C2955T-12 | NA | IP-6.0 | Yes | Yes | No | Yes | Yes | Yes | Yes | Yes | Yes | No | Yes | No | No | Yes | Yes | Yes | Yes | Yes | Yes | No |  |  | .1.3.6.1.4.1.9.1.488 in IP-6.0
.1.3.6.1.4.1.9.1.175 | Switch | Cisco | Catalyst 1912C | NA | IP-6.0 | Yes | Yes | No | Yes | Yes | Yes | Yes | Yes | Yes | No | Yes | No | No | No | No | No | No | No | No | No | No | No | .1.3.6.1.4.1.9.1.175 in IP-6.0
.1.3.6.1.4.1.437.1.1.3.3.2 | Switch | Cisco | Catalyst 2100 | NA | IP-6.0 | Yes | Yes | No | Yes | Yes | Yes | Yes | No | No | No | No | No | No | No | No | No | No | No | No | No |  |  | .1.3.6.1.4.1.437.1.1.3.3.2 in IP-6.0
.1.3.6.1.4.1.437.1.1.3.3.3 | Switch | Cisco | Catalyst 2800 | NA | IP-6.0 | Yes | Yes | No | Yes | Yes | Yes | Yes | No | No | No | No | No | No | No | No | No | No | No | No | No |  |  | .1.3.6.1.4.1.437.1.1.3.3.3 in IP-6.0
.1.3.6.1.4.1.9.5.10 | Switch | Cisco | Catalyst 3000 | NA | IP-6.0 | Yes | Yes | No | Yes | Yes | Yes | Yes | No | Yes | No | No | No | No | No | No | No | No | No | No | No | No | No | .1.3.6.1.4.1.9.5.10 in IP-6.0
.1.3.6.1.4.1.9.1.241 | Switch | Cisco | Catalyst 6000 | NA | IP-6.0 | Yes | Yes | Yes | Yes | Yes | Yes | Yes | Yes | Yes | No | Yes | No | No | Yes | Yes | Yes | No | Yes | Yes | Yes |  |  | .1.3.6.1.4.1.9.1.241 in IP-6.0
.1.3.6.1.4.1.9.5.20 | Switch | Cisco | Catalyst WS-C2820 | NA | IP-6.0 | Yes | Yes | No | Yes | Yes | Yes | Yes | Yes | Yes | No | No | No | No | No | No | No | No | No | No | No | No | No | .1.3.6.1.4.1.9.5.20 in IP-6.0
.1.3.6.1.4.1.9.5.12 | Switch | Cisco | Catalyst WS-C2900 | NA | IP-6.0 | Yes | Yes | Yes | Yes | Yes | Yes | Yes | Yes | Yes | No | No | No | No | Yes | Yes | Yes | No | Yes | Yes | Yes |  |  | .1.3.6.1.4.1.9.5.12 in IP-6.0
.1.3.6.1.4.1.9.5.49 | Switch | Cisco | Catalyst WS-C2980 | NA | IP-6.0 | Yes | Yes | Yes | Yes | Yes | Yes | Yes | Yes | Yes | No | No | No | No | Yes | Yes | Yes | No | Yes | Yes | Yes |  |  | .1.3.6.1.4.1.9.5.49 in IP-6.0
.1.3.6.1.4.1.9.5.26 | Switch | Cisco | Catalyst WS-C3001 | NA | IP-6.0 | Yes | Yes | No | Yes | Yes | Yes | Yes | No | Yes | No | No | No | No | No | No | No | No | No | No | No | No | No | .1.3.6.1.4.1.9.5.26 in IP-6.0
.1.3.6.1.4.1.9.5.23 | Switch | Cisco | Catalyst WS-C3100 | NA | IP-6.0 | Yes | Yes | No | Yes | Yes | Yes | Yes | No | Yes | No | No | No | No | No | No | No | No | No | No | No | No | No | .1.3.6.1.4.1.9.5.23 in IP-6.0
.1.3.6.1.4.1.9.5.29 | Switch | Cisco | Catalyst WS-C5002 | NA | IP-6.0 | Yes | Yes | Yes | Yes | Yes | Yes | Yes | Yes | Yes | No | No | No | No | Yes | Yes | Yes | No | Yes | Yes | Yes |  |  | .1.3.6.1.4.1.9.5.29 in IP-6.0
.1.3.6.1.4.1.9.1.797 | Switch | Cisco | catalyst35608PC | NA | IP-6.x | Yes | Yes | Yes | Yes | Yes | No | Yes | Yes | No | No | No | No | No | Yes | Yes | Yes | No | Yes | Yes | No | No | No | .1.3.6.1.4.1.9.1.797 in IP-6.x
.1.3.6.1.4.1.9.1.792 | Switch | Cisco | catalyst3750E24PD | NA | IP-6.x | Yes | Yes | No | Yes | Yes | No | No | Yes | No | No | No | No | No | Yes | Yes | Yes | Yes | Yes | Yes | Yes | No | No | .1.3.6.1.4.1.9.1.792 in IP-6.x
.1.3.6.1.4.1.9.1.789 | Switch | Cisco | catalyst3750E24TD | NA | IP-6.x | Yes | Yes | No | Yes | Yes | No | No | Yes | No | No | No | No | No | Yes | Yes | Yes | Yes | Yes | Yes | Yes | No | No | .1.3.6.1.4.1.9.1.789 in IP-6.x
.1.3.6.1.4.1.9.1.791 | Switch | Cisco | catalyst3750E48PD | NA | IP-7.0.3.6 | Yes | Yes | No | Yes | Yes | No | No | Yes | No | No | No | No | No | Yes | Yes | Yes | Yes | Yes | Yes | Yes | No | No | .1.3.6.1.4.1.9.1.791 in IP-7.0.3.6
.1.3.6.1.4.1.9.1.790 | Switch | Cisco | catalyst3750E48TD | NA | IP-6.x | Yes | Yes | No | Yes | Yes | No | No | Yes | No | No | No | No | No | Yes | Yes | Yes | Yes | Yes | Yes | Yes | No | No | .1.3.6.1.4.1.9.1.790 in IP-6.x
.1.3.6.1.4.1.9.1.749 | Switch | Cisco | CBS3030 | Version 12.2(25)SEE | IP-6.5.3 | Yes | Yes | Yes | Yes | Yes | No | Yes | Yes | Yes | No | No | No | No | Yes | Yes | Yes | No | Yes | Yes | Yes | No | No | .1.3.6.1.4.1.9.1.749 in IP-6.5.3
.1.3.6.1.4.1.9.1.562 | Switch | Cisco | CIGESM_IBM_BladeCenter | NA | IP-6.2.3 | Yes | Yes | No | Yes | Yes | Yes | Yes | Yes | Yes | No | Yes | No | No | Yes | Yes | Yes | Yes | Yes | Yes | No |  |  | .1.3.6.1.4.1.9.1.562 in IP-6.2.3
.1.3.6.1.4.1.9.5.21 | Switch | Cisco | cpw1420 | NA | IP-6.0 | Yes | Yes | No | Yes | Yes | Yes | Yes | No | Yes | No | No | No | No | No | No | No | No | No | No | No | No | No | .1.3.6.1.4.1.9.5.21 in IP-6.0
.1.3.6.1.4.1.9.5.25 | Switch | Cisco | cpw1601 | NA | IP-6.0 | Yes | Yes | No | Yes | Yes | Yes | Yes | No | Yes | No | No | No | No | No | No | No | No | No | No | No | No | No | .1.3.6.1.4.1.9.5.25 in IP-6.0
.1.3.6.1.4.1.9.5.24 | Switch | Cisco | cpw1800 | NA | IP-6.0 | Yes | Yes | No | Yes | Yes | Yes | Yes | No | Yes | No | No | No | No | No | No | No | No | No | No | No | No | No | .1.3.6.1.4.1.9.5.24 in IP-6.0
.1.3.6.1.4.1.9.5.13 | Switch | Cisco | cpw2200 | NA | IP-6.0 | Yes | Yes | No | Yes | Yes | Yes | Yes | Yes | Yes | No | No | No | No | No | No | No | No | No | No | No | No | No | .1.3.6.1.4.1.9.5.13 in IP-6.0
.1.3.6.1.4.1.2467.4.1 | Switch | Cisco | CS 100 | NA | IP-6.0 | Yes | Yes | Yes | Yes | Yes | Yes | Yes | No | No | No | No | No | No | No | No | No | No | Yes | Yes | Yes |  |  | .1.3.6.1.4.1.2467.4.1 in IP-6.0
.1.3.6.1.4.1.9.9.368.4.4 | Switch | Cisco | CSS 11050 |  | IP-6.2.3 | Yes | Yes | Yes | Yes | Yes | No | No | No | No | No | No | No | No | No | No | No | No | Yes | Yes | Yes | No | No | .1.3.6.1.4.1.9.9.368.4.4 in IP-6.2.3
.1.3.6.1.4.1.9.9.368.4.3 | Switch | Cisco | CSS 11150 |  | IP-6.2.3 | Yes | Yes | Yes | Yes | Yes | No | No | No | No | No | No | No | No | No | No | No | No | Yes | Yes | Yes | No | No | .1.3.6.1.4.1.9.9.368.4.3 in IP-6.2.3
.1.3.6.1.4.1.2467.4.7 | Switch | Cisco | CSS 11501 | NA | IP-6.2 | Yes | Yes | Yes | Yes | Yes | Yes | Yes | No | No | No | No | No | No | No | No | No | No | No | No | Yes |  |  | .1.3.6.1.4.1.2467.4.7 in IP-6.2
.1.3.6.1.4.1.9.9.368.4.7 | Switch | Cisco | CSS 11501 | Version 07.49.0.19 | IP-6.5.3 | Yes | Yes | Yes | Yes | Yes | No | No | No | No | No | No | No | No | No | No | No | No | Yes | Yes | Yes | No | No | .1.3.6.1.4.1.9.9.368.4.7 in IP-6.5.3
.1.3.6.1.4.1.2467.4.5 | Switch | Cisco | CSS 11503 | NA | IP-6.0 | Yes | Yes | Yes | Yes | Yes | Yes | Yes | No | No | No | No | No | No | No | No | No | No | Yes | Yes | Yes |  |  | .1.3.6.1.4.1.2467.4.5 in IP-6.0
.1.3.6.1.4.1.9.1.1000 | Switch | Cisco | Dagger 134 54T | Cisco IOS Software, CBS31X0 Software | IP-7.0.3.7 | yes | Yes | No | Yes | Yes | No | Yes | Yes | No | No | No | No | No | no | No | Yes | No | Yes | Yes | Yes | No | No | .1.3.6.1.4.1.9.1.1000 in IP-7.0.3.7
.1.3.6.1.4.1.9.5.22 | Switch | Cisco | dcd | NA | IP-6.0 | Yes | Yes | No | Yes | Yes | Yes | Yes | No | Yes | No | No | No | No | No | No | No | No | No | No | No | No | No | .1.3.6.1.4.1.9.5.22 in IP-6.0
.1.3.6.1.4.1.9.5.14 | Switch | Cisco | esStack | NA | IP-6.0 | Yes | Yes | No | Yes | Yes | Yes | Yes | No | Yes | No | No | No | No | No | No | No | No | No | No | No | No | No | .1.3.6.1.4.1.9.5.14 in IP-6.0
.1.3.6.1.4.1.9.5.19 | Switch | Cisco | EtherSwitch 1220 | NA | IP-6.0 | Yes | Yes | No | Yes | Yes | Yes | Yes | No | Yes | No | No | No | No | No | No | No | No | No | No | No | No | No | .1.3.6.1.4.1.9.5.19 in IP-6.0
.1.3.6.1.4.1.9.1.660 | Switch | Cisco | IGESM | Version 12.1(22)EA6 | IP-6.5.3 | Yes | Yes | No | Yes | Yes | No | Yes | Yes | Yes | No | No | No | No | Yes | Yes | No | No | Yes | Yes | No | No | No | .1.3.6.1.4.1.9.1.660 in IP-6.5.3
.1.3.6.1.4.1.9.1.232 | Switch | Cisco | IGX 8410 | NA | IP-6.0 | Yes | Yes | No | Yes | Yes | Yes | Yes | No | Yes | No | Yes | No | No | No | No | No | No | No | No | No | No | No | .1.3.6.1.4.1.9.1.232 in IP-6.0
.1.3.6.1.4.1.9.1.234 | Switch | Cisco | IGX 8430 | NA | IP-6.0 | Yes | Yes | No | Yes | Yes | Yes | Yes | No | Yes | No | Yes | No | No | No | No | No | No | No | No | No | No | No | .1.3.6.1.4.1.9.1.234 in IP-6.0
.1.3.6.1.4.1.9.1.235 | Switch | Cisco | IGX 8450 | NA | IP-6.0 | Yes | Yes | No | Yes | Yes | Yes | Yes | No | Yes | No | Yes | No | No | No | No | No | No | No | No | No | No | No | .1.3.6.1.4.1.9.1.235 in IP-6.0
.1.3.6.1.4.1.9.1.243 | Switch | Cisco | IGXSes | NA | IP-6.0 | Yes | Yes | No | Yes | Yes | Yes | Yes | No | Yes | No | Yes | No | No | No | No | No | No | No | No | No | No | No | .1.3.6.1.4.1.9.1.243 in IP-6.0
.1.3.6.1.4.1.9.1.280 | Switch | Cisco | IOS 6006 | NA | IP-6.5.2 | Yes | Yes | Yes | Yes | Yes | No | Yes | Yes | Yes | No | No | No | No | Yes | Yes | Yes | No | Yes | Yes | Yes |  |  | .1.3.6.1.4.1.9.1.280 in IP-6.5.2
.1.3.6.1.4.1.9.1.281 | Switch | Cisco | IOS 6009 | NA | IP-6.0 | Yes | Yes | Yes | Yes | Yes | Yes | Yes | Yes | Yes | No | Yes | No | No | Yes | Yes | Yes | No | Yes | Yes | Yes |  |  | .1.3.6.1.4.1.9.1.281 in IP-6.0
.1.3.6.1.4.1.9.1.107 | Switch | Cisco | LightStream 1010 | NA | IP-6.0 | Yes | Yes | Yes | Yes | Yes | Yes | Yes | No | Yes | No | Yes | No | No | Yes | Yes | Yes | Yes | Yes | Yes | Yes |  |  | .1.3.6.1.4.1.9.1.107 in IP-6.0
.1.3.6.1.4.1.9.5.11 | Switch | Cisco | ls1010 | NA | IP-6.0 | Yes | Yes | No | Yes | Yes | Yes | Yes | No | Yes | No | No | No | No | No | No | No | No | No | No | No | No | No | .1.3.6.1.4.1.9.5.11 in IP-6.0
.1.3.6.1.4.1.9.1.164 | Switch | Cisco | LS1015 | NA | IP-6.0 | Yes | Yes | Yes | Yes | Yes | Yes | Yes | No | Yes | No | Yes | No | No | Yes | Yes | Yes | Yes | Yes | Yes | Yes |  |  | .1.3.6.1.4.1.9.1.164 in IP-6.0
.1.3.6.1.4.1.9.12.3.1.3.442 | Switch | Cisco | MDS 9216A |  | IP-6.2.2 | Yes | Yes | Yes | Yes | Yes | No | No | No | Yes | No | No | No | No | Yes | Yes | Yes | No | Yes | Yes | Yes | No | No | .1.3.6.1.4.1.9.12.3.1.3.442 in IP-6.2.2
.1.3.6.1.4.1.9.12.3.1.3.414 | Switch | Cisco | MDS-9120 |  | IP-6.2 | Yes | Yes | Yes | Yes | Yes | No | No | No | Yes | No | No | No | No | Yes | Yes | Yes | No | Yes | Yes | Yes | No | No | .1.3.6.1.4.1.9.12.3.1.3.414 in IP-6.2
.1.3.6.1.4.1.9.12.3.1.3.411 | Switch | Cisco | MDS-9140 |  | IP-6.2 | Yes | Yes | Yes | Yes | Yes | No | No | No | Yes | No | No | No | No | Yes | Yes | Yes | No | Yes | Yes | Yes | No | No | .1.3.6.1.4.1.9.12.3.1.3.411 in IP-6.2
.1.3.6.1.4.1.9.12.3.1.3.380 | Switch | Cisco | MDS-9216 |  | IP-6.2 | Yes | Yes | Yes | Yes | Yes | No | No | No | No | No | No | No | No | Yes | Yes | Yes | No | Yes | Yes | Yes | No | No | .1.3.6.1.4.1.9.12.3.1.3.380 in IP-6.2
.1.3.6.1.4.1.9.1.734 | Switch | Cisco | ME2400 | Cisco IOS Version 12.2(25)EX | IP-7.0 | Yes | Yes | Yes | Yes | Yes | No | No | Yes | Yes | No | No | No | No | Yes | Yes | Yes | No | Yes | Yes | Yes | No | No | .1.3.6.1.4.1.9.1.734 in IP-7.0
.1.3.6.1.4.1.9.1.719 | Switch | Cisco | ME6524-GT-8S | NA | IP-7.0.2 | Yes | Yes | Yes | Yes | Yes | No | Yes | Yes | No | No | No | No | No | Yes | Yes | Yes | No | Yes | Yes | Yes | No | No | .1.3.6.1.4.1.9.1.719 in IP-7.0.2
.1.3.6.1.4.1.351.130 | Switch | Cisco | MGX | NA | IP-6.2.1 | Yes | Yes | No | Yes | Yes | Yes | Yes | No | No | No | No | No | No | No | No | No | No | No | No | No | No | No | .1.3.6.1.4.1.351.130 in IP-6.2.1
.1.3.6.1.4.1.9.1.229 | Switch | Cisco | MGX 8820 | NA | IP-6.0 | Yes | Yes | No | Yes | Yes | Yes | Yes | No | Yes | No | Yes | No | No | No | No | No | No | No | No | No | No | No | .1.3.6.1.4.1.9.1.229 in IP-6.0
.1.3.6.1.4.1.9.1.228 | Switch | Cisco | MGX 8850 | NA | IP-6.0 | Yes | Yes | No | Yes | Yes | Yes | Yes | No | Yes | No | Yes | No | No | No | No | No | No | No | No | No | No | No | .1.3.6.1.4.1.9.1.228 in IP-6.0
.1.3.6.1.4.1.9.12.3.1.3.798 | Switch | Cisco | Nexus 5010 | Version 4.2(1)N2(1) | IP-7.0.4 | Yes | Yes | Yes | Yes | Yes | Yes | No | Yes | Yes | No | No | No | No | Yes | Yes | Yes | No | Yes | Yes | Yes | No | No | .1.3.6.1.4.1.9.12.3.1.3.798 in IP-7.0.4
.1.3.6.1.4.1.9.1.406 | Switch | Cisco | ONS 15540 | NA | IP-6.0 | Yes | Yes | Yes | Yes | Yes | Yes | Yes | No | No | No | No | No | No | Yes | Yes | Yes | No | Yes | Yes | Yes |  |  | .1.3.6.1.4.1.9.1.406 in IP-6.0
.1.3.6.1.4.1.1869.11.11.5.3 | Switch | Cisco | ONS15501-AC | NA | IP-6.2 | No | Yes | No | Yes | Yes | Yes | Yes | No | No | No | No | No | No | Yes | No | Yes | No | No | No | Yes |  |  | .1.3.6.1.4.1.1869.11.11.5.3 in IP-6.2
.1.3.6.1.4.1.1869.11.11.5.1 | Switch | Cisco | ONS15501-DC | NA | IP-6.2 | No | Yes | No | Yes | Yes | Yes | Yes | No | No | No | No | No | No | Yes | No | Yes | No | No | No | Yes |  |  | .1.3.6.1.4.1.1869.11.11.5.1 in IP-6.2
.1.3.6.1.4.1.9.1.460 | Switch | Cisco | ONS-15530 |  | IP-6.2 | Yes | Yes | Yes | Yes | Yes | No | No | No | Yes | No | No | No | No | Yes | Yes | Yes | No | Yes | Yes | Yes | No | No | .1.3.6.1.4.1.9.1.460 in IP-6.2
.1.3.6.1.4.1.9.1.462 | Switch | Cisco | ONS-15530ETS |  | IP-6.2 | Yes | Yes | Yes | Yes | Yes | No | No | No | No | No | No | No | No | Yes | Yes | Yes | No | Yes | Yes | Yes | No | No | .1.3.6.1.4.1.9.1.462 in IP-6.2
.1.3.6.1.4.1.9.1.461 | Switch | Cisco | ONS-15530NEBS |  | IP-6.2 | Yes | Yes | Yes | Yes | Yes | Yes | No | No | No | No | No | No | No | No | Yes | Yes | Yes | No | Yes | Yes | No | No | .1.3.6.1.4.1.9.1.461 in IP-6.2
.1.3.6.1.4.1.9.1.772 | Switch | Cisco | ONS-Skyla | NA | IP-6.x | Yes | Yes | No | Yes | Yes | No | No | No | No | No | No | No | No | No | No | No | No | No | No | No | No | No | .1.3.6.1.4.1.9.1.772 in IP-6.x
.1.3.6.1.4.1.9.5.30 | Switch | Cisco | PIX Firewall | NA | IP-6.0 | Yes | Yes | No | Yes | Yes | Yes | Yes | No | Yes | No | No | No | No | No | No | No | No | No | No | No | No | No | .1.3.6.1.4.1.9.5.30 in IP-6.0
.1.3.6.1.4.1.9.1.407 | Switch | Cisco | SN-5420 | NA | IP-7.0.3.4 | Yes | Yes | Yes | Yes | Yes | No | No | No | No | No | No | No | No | Yes | Yes | Yes | No | Yes | Yes | Yes | No | No | .1.3.6.1.4.1.9.1.407 in IP-7.0.3.4
.1.3.6.1.4.1.9.1.475 | Switch | Cisco | SN-5428 |  | IP-6.2 | Yes | Yes | Yes | Yes | Yes | No | No | No | No | No | No | No | No | Yes | Yes | Yes | No | Yes | Yes | Yes | No | No | .1.3.6.1.4.1.9.1.475 in IP-6.2
.1.3.6.1.4.1.6203.17 | Switch | Cisco | TOPSPIN SFS7000P | NA | IP-6.x | Yes | Yes | Yes | Yes | Yes | No | No | No | No | No | No | No | No | Yes | Yes | Yes | No | No | No | No | No | No | .1.3.6.1.4.1.6203.17 in IP-6.x
.1.3.6.1.4.1.6203.18 | Switch | Cisco | TOPSPIN SFS7008P | NA | IP-6.x | Yes | Yes | Yes | Yes | Yes | No | No | No | No | No | No | No | No | Yes | Yes | Yes | No | No | No | No | No | No | .1.3.6.1.4.1.6203.18 in IP-6.x
.1.3.6.1.4.1.9.5.32 | Switch | Cisco | tsStack | NA | IP-6.0 | Yes | Yes | No | Yes | Yes | Yes | Yes | No | Yes | No | No | No | No | No | No | No | No | No | No | No | No | No | .1.3.6.1.4.1.9.5.32 in IP-6.0
.1.3.6.1.4.1.9.1.312 | Switch | Cisco | VITO | NA | IP-6.0 | Yes | Yes | No | Yes | Yes | Yes | Yes | No | Yes | No | Yes | No | No | Yes | Yes | Yes | No | Yes | Yes | No | No | No | .1.3.6.1.4.1.9.1.312 in IP-6.0
.1.3.6.1.4.1.9.5.4 | Switch | Cisco | WSC 1100 | NA | IP-6.0 | Yes | No | No | Yes | Yes | Yes | Yes | No | No | No | No | No | No | No | No | No | No | No | No | Yes |  |  | .1.3.6.1.4.1.9.5.4 in IP-6.0
.1.3.6.1.4.1.9.5.6 | Switch | Cisco | WSC 1400 | NA | IP-6.0 | Yes | No | No | Yes | Yes | Yes | Yes | No | No | No | No | No | No | No | No | No | No | No | No | Yes |  |  | .1.3.6.1.4.1.9.5.6 in IP-6.0
.1.3.6.1.4.1.9.5.8 | Switch | Cisco | WSC 1600 | NA | IP-6.0 | Yes | Yes | No | Yes | Yes | Yes | Yes | No | No | No | No | No | No | No | No | No | No | No | No | No | No | No | .1.3.6.1.4.1.9.5.8 in IP-6.0
.1.3.6.1.4.1.9.5.175 | Switch | Cisco | wsc1900 Lite Fx | NA | IP-6.0 | Yes | Yes | No | Yes | Yes | Yes | Yes | Yes | Yes | No | No | No | No | No | No | No | No | No | No | No | No | No | .1.3.6.1.4.1.9.5.175 in IP-6.0
.1.3.6.1.4.1.9.1.482 | Switch | Cisco | WS-C2950ST-24-LRE | NA | IP-6.0 | Yes | Yes | No | Yes | Yes | Yes | Yes | Yes | Yes | No | Yes | No | No | Yes | Yes | Yes | Yes | Yes | Yes | No |  |  | .1.3.6.1.4.1.9.1.482 in IP-6.0
.1.3.6.1.4.1.9.1.951 | Switch | Cisco | WS-C2960-24LT-L | 12.2(0.727)SE | IP-7.0.3 | Yes | Yes | Yes | Yes | Yes | No | No | Yes | Yes | No | No | No | No | Yes | Yes | Yes | No | Yes | Yes | Yes |  |  | .1.3.6.1.4.1.9.1.951 in IP-7.0.3
.1.3.6.1.4.1.9.1.952 | Switch | Cisco | WS-C2960-PD-8TT-L | 12.2(0.727)SE | IP-7.0.3 | Yes | Yes | Yes | Yes | Yes | No | No | Yes | Yes | No | No | No | No | Yes | Yes | Yes | No | Yes | Yes | Yes |  |  | .1.3.6.1.4.1.9.1.952 in IP-7.0.3
.1.3.6.1.4.1.9.1.368 | Switch | Cisco | WS-C3550-12T | NA | IP-6.0 | Yes | Yes | Yes | Yes | Yes | Yes | Yes | Yes | Yes | No | Yes | No | No | Yes | Yes | Yes | No | Yes | Yes | Yes |  |  | .1.3.6.1.4.1.9.1.368 in IP-6.0
.1.3.6.1.4.1.9.1.453 | Switch | Cisco | WS-C3550-24Mmf | NA | IP-6.0 | Yes | Yes | Yes | Yes | Yes | Yes | Yes | Yes | Yes | No | Yes | No | No | Yes | Yes | Yes | No | Yes | Yes | Yes |  |  | .1.3.6.1.4.1.9.1.453 in IP-6.0
.1.3.6.1.4.1.9.1.784 | Switch | Cisco | WSCBS3040 | NA | IP-6.x | Yes | Yes | Yes | Yes | Yes | No | Yes | Yes | No | No | No | No | No | Yes | Yes | Yes | No | Yes | Yes | Yes | No | No | .1.3.6.1.4.1.9.1.784 in IP-6.x
.1.3.6.1.4.1.9.1.2 | TerminalServer | Cisco | TerminalServer | NA | IP-6.0 | Yes | No | No | Yes | Yes | No | No | No | No | No | Yes | No | No | No | No | No | No | No | No | Yes |  |  | .1.3.6.1.4.1.9.1.2 in IP-6.0
.1.3.6.1.4.1.727.7.1.82000 | Router | Clarent | SDM-8200 | NA | IP-6.2.1 | Yes | No | No | Yes | Yes | No | No | No | No | No | No | No | No | No | No | No | No | No | No | Yes |  |  | .1.3.6.1.4.1.727.7.1.82000 in IP-6.2.1
.1.3.6.1.4.1.333.2 | Router | CNT | UltraNet Storage Director | NA | IP-6.0 | Yes | No | Yes | Yes | Yes | No | No | No | No | No | No | No | No | Yes | Yes | No | No | Yes | Yes | Yes |  |  | .1.3.6.1.4.1.333.2 in IP-6.0
.1.3.6.1.4.1.449.2.1.6520 | Router | Codex | Motorola 6520 | NA | IP-6.0 | Yes | No | Yes | Yes | Yes | No | No | No | No | No | No | No | No | No | No | No | No | No | No | Yes |  |  | .1.3.6.1.4.1.449.2.1.6520 in IP-6.0
.1.3.6.1.4.1.449.2.1.6560 | Router | Codex | Motorola 6560 | NA | IP-6.0 | Yes | No | Yes | Yes | Yes | No | No | No | No | No | No | No | No | No | No | No | No | No | No | Yes |  |  | .1.3.6.1.4.1.449.2.1.6560 in IP-6.0
.1.3.6.1.4.1.449.2.1.200 | Router | Codex | Motorola VANGUARD 200 | NA | IP-6.0 | Yes | No | Yes | Yes | Yes | No | No | No | No | No | No | No | No | No | No | No | No | No | No | Yes |  |  | .1.3.6.1.4.1.449.2.1.200 in IP-6.0
.1.3.6.1.4.1.449.2.1.300 | Router | Codex | Motorola VANGUARD 300 | NA | IP-6.0 | Yes | No | Yes | Yes | Yes | No | No | No | No | No | No | No | No | No | No | No | No | No | No | Yes |  |  | .1.3.6.1.4.1.449.2.1.300 in IP-6.0
.1.3.6.1.4.1.449.2.1.320 | Router | Codex | Motorola VANGUARD 320 | NA | IP-6.0 | Yes | No | Yes | Yes | Yes | No | No | No | No | No | No | No | No | No | No | No | No | No | No | Yes |  |  | .1.3.6.1.4.1.449.2.1.320 in IP-6.0
.1.3.6.1.4.1.449.2.1.0 | Router | Codex | Motorola VANGUARD 340 | NA | IP-6.0 | Yes | No | Yes | Yes | Yes | No | No | No | No | No | No | No | No | No | No | No | No | No | No | Yes |  |  | .1.3.6.1.4.1.449.2.1.0 in IP-6.0
.1.3.6.1.4.1.449.2.1.7310 | Router | Codex | Motorola VANGUARD 7310 | NA | IP-6.2.3 | Yes | No | Yes | Yes | Yes | No | No | No | No | No | No | No | No | No | No | No | No | No | No | Yes |  |  | .1.3.6.1.4.1.449.2.1.7310 in IP-6.2.3
.1.3.6.1.4.1.232.160.1.2 | Switch | Compaq | IP Console Switch | NA | IP-6.2.3 | Yes | No | No | Yes | Yes | Yes | Yes | No | No | No | No | No | No | No | No | No | No | No | No | Yes |  |  | .1.3.6.1.4.1.232.160.1.2 in IP-6.2.3
.1.3.6.1.4.1.3085.1.1.2 | Switch | Cosine | IPSX9500 | NA | IP-6.0 | Yes | No | Yes | Yes | Yes | Yes | Yes | No | No | No | No | No | Yes | No | No | Yes | No | Yes | Yes | Yes |  |  | .1.3.6.1.4.1.3085.1.1.2 in IP-6.0
.1.3.6.1.4.1.2512.1.1 | Switch | CrossRoads | 4450 Bridge | NA | IP-6.0 | Yes | Yes | Yes | Yes | Yes | Yes | Yes | No | Yes | No | No | No | No | No | No | No | No | No | No | Yes |  |  | .1.3.6.1.4.1.2512.1.1 in IP-6.0
.1.3.6.1.4.1.2925.4 | Host | Cyclades | AlterPath ACS48 | NA | IP-6.2.3 | Yes | No | No | Yes | Yes | No | No | No | No | No | No | No | No | No | No | No | No | No | No | No | No | No | .1.3.6.1.4.1.2925.4 in IP-6.2.3
.1.3.6.1.4.1.687 | Host | Cylink | Frame Encriptor | NA | IP-6.0 | Yes | No | No | Yes | Yes | No | No | No | No | No | No | No | No | No | No | No | No | No | No | Yes |  |  | .1.3.6.1.4.1.687 in IP-6.0
.1.3.6.1.4.1.687.2.10 | Host | Cylink | SNMP Agent | NA | IP-6.0 | Yes | No | No | Yes | Yes | No | No | No | No | No | No | No | No | No | No | No | No | No | No | Yes |  |  | .1.3.6.1.4.1.687.2.10 in IP-6.0
.1.3.6.1.4.1.36.2.15.3.6.10 | Bridge | DEC | DECbridge | NA | IP-6.0 | Yes | Yes | No | Yes | Yes | Yes | Yes | No | No | No | No | No | No | No | No | No | No | No | No | No |  |  | .1.3.6.1.4.1.36.2.15.3.6.10 in IP-6.0
.1.3.6.1.4.1.36.2.15.2.3 | Host | DEC | AlphaServer 4100 5/30 | NA | IP-6.0 | Yes | No | No | Yes | Yes | No | No | No | No | No | No | No | No | No | No | No | No | No | No | Yes |  |  | .1.3.6.1.4.1.36.2.15.2.3 in IP-6.0
.1.3.6.1.4.1.36.2.15.5.1 | Hub | DEC | DECconcentrator 500 | NA | IP-6.0 | Yes | No | No | Yes | Yes | No | No | No | No | No | No | No | No | No | No | No | No | No | No | Yes |  |  | .1.3.6.1.4.1.36.2.15.5.1 in IP-6.0
.1.3.6.1.4.1.36.2.15.10.3.1 | Hub | DEC | DEChub 900 | NA | IP-6.0 | Yes | No | No | Yes | Yes | No | No | No | No | No | No | No | No | No | No | No | No | No | No | Yes |  |  | .1.3.6.1.4.1.36.2.15.10.3.1 in IP-6.0
.1.3.6.1.4.1.36.2.15.9.8.1 | Hub | DEC | DECrepeater 90TS | NA | IP-6.0 | Yes | No | No | Yes | Yes | No | No | No | No | No | No | No | No | No | No | No | No | No | No | Yes |  |  | .1.3.6.1.4.1.36.2.15.9.8.1 in IP-6.0
.1.3.6.1.4.1.36.2.15.3.11.1 | Switch | DEC | DECswitch 900EF | NA | IP-6.0 | Yes | Yes | No | Yes | Yes | Yes | Yes | No | No | No | No | No | No | No | No | No | No | No | No | No |  |  | .1.3.6.1.4.1.36.2.15.3.11.1 in IP-6.0
.1.3.6.1.4.1.36.2.15.3.7.1 | Switch | DEC | DECswitch 900EF | NA | IP-6.0 | Yes | Yes | No | Yes | Yes | Yes | Yes | No | No | No | No | No | No | No | No | No | No | No | No | No |  |  | .1.3.6.1.4.1.36.2.15.3.7.1 in IP-6.0
.1.3.6.1.4.1.36.2.15.3.3 | Switch | DEC | GIGAswitch | NA | IP-6.0 | Yes | Yes | No | Yes | Yes | Yes | Yes | No | No | No | No | No | No | No | No | No | No | No | No | No |  |  | .1.3.6.1.4.1.36.2.15.3.3 in IP-6.0
.1.3.6.1.4.1.36.2.15.11.13.1 | Switch | DEC | VNswitch900EF-MM | NA | IP-6.0 | Yes | Yes | No | Yes | Yes | Yes | Yes | No | No | No | No | No | No | No | No | No | No | No | No | No |  |  | .1.3.6.1.4.1.36.2.15.11.13.1 in IP-6.0
.1.3.6.1.4.1.36.2.15.5.1.3 | TerminalServer | DEC | DECserver 700-08 | NA | IP-6.0 | Yes | No | No | Yes | Yes | No | No | No | No | No | No | No | No | No | No | No | No | No | No | Yes |  |  | .1.3.6.1.4.1.36.2.15.5.1.3 in IP-6.0
.1.3.6.1.4.1.36.2.15.6.6.1 | TerminalServer | DEC | DECserver 700-16 | NA | IP-6.0 | Yes | No | No | Yes | Yes | No | No | No | No | No | No | No | No | No | No | No | No | No | No | Yes |  |  | .1.3.6.1.4.1.36.2.15.6.6.1 in IP-6.0
.1.3.6.1.4.1.36.2.15.6.7.1 | TerminalServer | DEC | DECserver 900TM | NA | IP-6.0 | Yes | No | No | Yes | Yes | No | No | No | No | No | No | No | No | No | No | No | No | No | No | Yes |  |  | .1.3.6.1.4.1.36.2.15.6.7.1 in IP-6.0
.1.3.6.1.4.1.6200.1.2.3 | TerminalServer | DEC | DECServer716 | NA | IP-6.2.1 | Yes | No | No | Yes | Yes | No | No | No | No | No | No | No | No | No | No | No | No | No | No | Yes |  |  | .1.3.6.1.4.1.6200.1.2.3 in IP-6.2.1
.1.3.6.1.4.1.36.2.15.6.4.1 | TerminalServer | DEC | DECserver90M | NA | IP-6.0 | Yes | No | Yes | Yes | Yes | No | No | No | No | No | No | No | No | No | No | No | No | No | No | Yes |  |  | .1.3.6.1.4.1.36.2.15.6.4.1 in IP-6.0
.1.3.6.1.4.1.36.2.15.3.9.1 | Bridge | DEC/Entrasys | RoamAbout Access Point | NA | IP-6.0 | Yes | Yes | No | Yes | Yes | Yes | Yes | No | No | No | No | No | No | No | No | No | No | No | No | No |  |  | .1.3.6.1.4.1.36.2.15.3.9.1 in IP-6.0
.1.3.6.1.4.1.89.1.1.62.16 | Firewall | DefensePro | DefensePro | DefensePro with IPS, BWM, DoS and B-DoS | IP-7.0.3.16 | Yes | No | No | Yes | Yes | No | No | No | No | No | No | No | No | No | No | No | No | No | No | No | No | No | .1.3.6.1.4.1.89.1.1.62.16 in IP-7.0.3.16
.1.3.6.1.4.1.674.10895.1 | Switch | Dell | Powerconnect 3024 | NA | IP-6.0 | Yes | Yes | No | Yes | Yes | Yes | Yes | No | No | No | No | No | No | No | No | No | No | No | No | No | No | No | .1.3.6.1.4.1.674.10895.1 in IP-6.0
.1.3.6.1.4.1.171.10.64.1 | Switch | D-Link | DES-3526 | NA | IP-6.5.2 | Yes | No | No | Yes | Yes | No | No | Yes | No | No | No | No | No | Yes | No | No | No | No | No | No |  |  | .1.3.6.1.4.1.171.10.64.1 in IP-6.5.2
.1.3.6.1.4.1.644.2.4 | Switch | Eastern-Research | DNX-11 | NA | IP-6.2.3 | Yes | Yes | No | Yes | Yes | Yes | Yes | No | No | No | No | No | No | No | No | No | No | No | No | No | No | No | .1.3.6.1.4.1.644.2.4 in IP-6.2.3
.1.3.6.1.4.1.1286.1.3 | Switch | ECI | ECI telecom HiFOCuS broadband | ECI | IP-7.0.3.20 | No | No | No | Yes | Yes | No | No | No | No | No | No | No | No | No | No | No | No | No | No | No | No | No | .1.3.6.1.4.1.1286.1.3 in IP-7.0.3.20
.1.3.6.1.4.1.1764.1 | Host | eComServer | NetWatch | NA | IP-6.0 | Yes | No | No | Yes | Yes | No | No | No | No | No | No | No | No | No | No | No | No | No | No | Yes |  |  | .1.3.6.1.4.1.1764.1 in IP-6.0
.1.3.6.1.4.1.2136.2.2 | Host | Electronics-For Imaging-Inc. | EFI Fiery Color Printer Server | NA | IP-6.0 | Yes | No | No | Yes | Yes | No | No | No | No | No | No | No | No | No | No | No | No | No | No | Yes |  |  | .1.3.6.1.4.1.2136.2.2 in IP-6.0
.1.3.6.1.4.1.2136.2.11.2 | Host | Electronics-For Imaging-Inc. | EFI Fiery Server X12 | NA | IP-6.0 | Yes | No | No | Yes | Yes | No | No | No | No | No | No | No | No | No | No | No | No | No | No | Yes |  |  | .1.3.6.1.4.1.2136.2.11.2 in IP-6.0
.1.3.6.1.4.1.2136.2.6.1 | Host | Electronics-For Imaging-Inc. | EFI Fiery Server ZX | NA | IP-6.0 | Yes | No | No | Yes | Yes | No | No | No | No | No | No | No | No | No | No | No | No | No | No | Yes |  |  | .1.3.6.1.4.1.2136.2.6.1 in IP-6.0
.1.3.6.1.4.1.106.1.4.1 | Host | EMC | Clarion IP4700 File Server | NA | IP-6.0 | Yes | No | No | Yes | Yes | No | No | No | No | No | No | No | No | No | No | No | No | No | No | No |  |  | .1.3.6.1.4.1.106.1.4.1 in IP-6.0
.1.3.6.1.4.1.1364.1 | Probe | Emerson | CHLORIDE EDR2400 | NA | IP-7.0.3 | Yes | No | Yes | No | Yes | No | No | No | No | No | No | No | No | No | No | No | No | No | No | No | No | No | .1.3.6.1.4.1.1364.1 in IP-7.0.3
.1.3.6.1.4.1.5624.2.1.18 | Switch | EnterasysNetworks | 5H102-48 | NA | IP-6.0 | Yes | Yes | No | Yes | Yes | Yes | Yes | No | No | No | No | No | No | No | No | No | No | No | No | No |  |  | .1.3.6.1.4.1.5624.2.1.18 in IP-6.0
.1.3.6.1.4.1.5624.2.1.3 | Switch | EnterasysNetworks | 6H302-48 | NA | IP-6.0 | Yes | Yes | No | Yes | Yes | Yes | Yes | No | No | No | No | No | No | No | No | No | No | No | No | No |  |  | .1.3.6.1.4.1.5624.2.1.3 in IP-6.0
.1.3.6.1.4.1.5624.2.1.42 | Switch | EnterasysNetworks | XP 2400 | E9.0.7.3 prom-E3.2.0.0 | IP-7.0.2 | Yes | Yes | No | Yes | Yes | No | No | No | No | No | No | No | No | No | No | No | No | No | No | No | No | No | .1.3.6.1.4.1.5624.2.1.42 in IP-7.0.2
.1.3.6.1.4.1.1916.2.24 | Switch | Extreme | BlackDiamond6816 | NA | IP-6.0 | Yes | Yes | Yes | Yes | Yes | Yes | Yes | Yes | Yes | No | No | No | No | No | No | No | No | No | No | Yes |  |  | .1.3.6.1.4.1.1916.2.24 in IP-6.0
.1.3.6.1.4.1.1916.2.54 | Switch | Extreme | Summit 48i | Summit200-48 - Version 6.2e.2 (Build 16) by Release_Master_ABU Thu 06/26/2003 16:33:54 | IP-7.0.1 | Yes | Yes | Yes | Yes | Yes | No | No | No | No | No | No | No | No | Yes | Yes | Yes | Yes | No | No | Yes | No | No | .1.3.6.1.4.1.1916.2.54 in IP-7.0.1
.1.3.6.1.4.1.1916.2.15 | Switch | Extreme | Summit 5i | NA | IP-6.0 | Yes | Yes | No | Yes | Yes | Yes | Yes | Yes | Yes | No | No | No | No | No | No | No | No | No | No | No |  |  | .1.3.6.1.4.1.1916.2.15 in IP-6.0
.1.3.6.1.4.1.1916.2.25 | Switch | Extreme | Summit24e3 | NA | IP-6.0 | Yes | Yes | Yes | Yes | Yes | Yes | Yes | Yes | Yes | No | No | No | No | No | No | No | No | No | No | Yes | No | No | .1.3.6.1.4.1.1916.2.25 in IP-6.0
.1.3.6.1.4.1.1916.2.4 | Switch | Extreme | Summit4 | NA | IP-6.0 | Yes | Yes | Yes | Yes | Yes | Yes | Yes | Yes | Yes | No | No | No | No | No | No | No | No | No | No | Yes |  |  | .1.3.6.1.4.1.1916.2.4 in IP-6.0
.1.3.6.1.4.1.1916.2.6 | Switch | Extreme | Summit48 | NA | IP-6.0 | Yes | Yes | No | Yes | Yes | Yes | Yes | Yes | Yes | No | No | No | No | No | No | No | No | No | No | No |  |  | .1.3.6.1.4.1.1916.2.6 in IP-6.0
.1.3.6.1.4.1.1916.2.28 | Switch | Extreme | Summit48i1u | NA | IP-6.2.3 | Yes | Yes | Yes | Yes | Yes | Yes | Yes | Yes | Yes | No | No | No | No | Yes | Yes | Yes | Yes | No | Yes | No |  |  | .1.3.6.1.4.1.1916.2.28 in IP-6.2.3
.1.3.6.1.4.1.1916.2.5 | Switch | Extreme | Summit4fx | NA | IP-6.0 | Yes | Yes | Yes | Yes | Yes | Yes | Yes | Yes | Yes | No | No | No | No | No | No | No | No | No | No | Yes |  |  | .1.3.6.1.4.1.1916.2.5 in IP-6.0
.1.3.6.1.4.1.1916.2.12 | Switch | Extreme | Summit7iSX | NA | IP-6.0 | Yes | Yes | No | Yes | Yes | Yes | Yes | Yes | Yes | No | No | No | No | No | No | No | No | No | No | No |  |  | .1.3.6.1.4.1.1916.2.12 in IP-6.0
.1.3.6.1.4.1.232.111.1.5 | Switch | Extreme | SW5450 | NA | IP-6.0 | Yes | No | No | Yes | Yes | Yes | Yes | No | No | No | No | No | No | No | No | No | No | No | No | Yes |  |  | .1.3.6.1.4.1.232.111.1.5 in IP-6.0
.1.3.6.1.4.1.1296.1.1 | Router | First Virtual | Multimedia Switch | NA | IP-6.0 | Yes | No | Yes | Yes | Yes | No | No | No | No | No | No | No | No | No | No | No | No | No | No | Yes |  |  | .1.3.6.1.4.1.1296.1.1 in IP-6.0
.1.3.6.1.4.1.1548.5871.0 | Router | Flowpoint | Efficient 5871 IDSL Route | NA | IP-6.0.2 | Yes | No | Yes | Yes | Yes | No | No | No | No | No | No | No | No | No | No | No | No | No | No | Yes |  |  | .1.3.6.1.4.1.1548.5871.0 in IP-6.0.2
.1.3.6.1.4.1.6027.1.3.3 | Switch | Force10 | S50V | NA | IP-7.0.3.16 | Yes | Yes | No | Yes | Yes | No | No | Yes | No | No | No | No | No | No | No | No | No | No | No | No | No | No | .1.3.6.1.4.1.6027.1.3.3 in IP-7.0.3.16
.1.3.6.1.4.1.326.2.6.1.1 | Hub | Fore | 6k7k8k | NA | IP-6.0 | Yes | No | No | Yes | Yes | Yes | No | No | No | No | No | No | No | No | No | No | No | No | No | No |  |  | .1.3.6.1.4.1.326.2.6.1.1 in IP-6.0
.1.3.6.1.4.1.326.2.6.1.3 | Switch | Fore | ASN9000 | NA | IP-6.0 | Yes | No | No | Yes | Yes | No | No | No | No | No | No | No | No | No | No | No | No | No | No | No |  |  | .1.3.6.1.4.1.326.2.6.1.3 in IP-6.0
.1.3.6.1.4.1.326.2.10.1 | Switch | Fore | ES2810 | NA | IP-6.0 | Yes | Yes | No | Yes | Yes | Yes | Yes | No | No | No | No | No | No | No | No | No | No | No | No | No |  |  | .1.3.6.1.4.1.326.2.10.1 in IP-6.0
.1.3.6.1.4.1.326.2.3 | Switch | Fore | ES3810 | NA | IP-6.0 | Yes | Yes | Yes | Yes | Yes | Yes | Yes | Yes | No | No | No | No | No | No | No | No | No | No | No | No |  |  | .1.3.6.1.4.1.326.2.3 in IP-6.0
.1.3.6.1.4.1.326.2.2.5 | Switch | Fore | ForeRunner ASX-200BX | NA | IP-6.0 | Yes | Yes | Yes | Yes | Yes | Yes | Yes | No | Yes | No | No | No | No | Yes | Yes | No | No | No | No | Yes |  |  | .1.3.6.1.4.1.326.2.2.5 in IP-6.0
.1.3.6.1.4.1.1991.1.3.44.1.2 | Router | Foundry | NetIron MLX | Foundry Networks, Inc. NetIron MLX, IronWare Version V3.1.0pT163 | IP-7.0.2 | Yes | No | Yes | Yes | Yes | No | No | No | No | No | No | No | No | Yes | Yes | No | No | Yes | Yes | Yes | No | No | .1.3.6.1.4.1.1991.1.3.44.1.2 in IP-7.0.2
.1.3.6.1.4.1.1991.1.3.21.1 | Switch | Foundry | 4802 | NA | IP-6.2.1 | Yes | Yes | Yes | Yes | Yes | No | Yes | Yes | Yes | No | No | No | No | Yes | Yes | No | No | No | No | Yes |  |  | .1.3.6.1.4.1.1991.1.3.21.1 in IP-6.2.1
.1.3.6.1.4.1.1991.1.3.21.3 | Switch | Foundry | 4802 | NA | IP-6.2.1 | Yes | Yes | Yes | Yes | Yes | No | Yes | Yes | Yes | No | No | No | No | Yes | Yes | No | No | No | No | Yes |  |  | .1.3.6.1.4.1.1991.1.3.21.3 in IP-6.2.1
.1.3.6.1.4.1.1991.1.3.11.1 | Switch | Foundry | BigIron | NA | IP-6.0 | Yes | Yes | Yes | Yes | Yes | No | Yes | Yes | Yes | No | No | No | No | No | No | No | No | No | No | Yes |  |  | .1.3.6.1.4.1.1991.1.3.11.1 in IP-6.0
.1.3.6.1.4.1.1991.1.3.24.2 | Switch | Foundry | BigIron | NA | IP-6.2.1 | Yes | Yes | No | Yes | Yes | No | Yes | Yes | No | No | No | No | No | No | No | No | No | No | No | No | No | No | .1.3.6.1.4.1.1991.1.3.24.2 in IP-6.2.1
.1.3.6.1.4.1.1991.1.3.7.1 | Switch | Foundry | BigIron | NA | IP-6.0 | Yes | Yes | No | Yes | Yes | No | Yes | No | Yes | No | No | No | No | No | No | No | No | No | No | No |  |  | .1.3.6.1.4.1.1991.1.3.7.1 in IP-6.0
.1.3.6.1.4.1.1991.1.3.14.2 | Switch | Foundry | BigIron 15000 | NA | IP-6.0 | Yes | Yes | Yes | Yes | Yes | No | Yes | Yes | Yes | No | No | No | No | Yes | Yes | No | No | No | No | Yes |  |  | .1.3.6.1.4.1.1991.1.3.14.2 in IP-6.0
.1.3.6.1.4.1.1991.1.3.14.1 | Switch | Foundry | BigIron15000 | NA | IP-6.2.1 | Yes | Yes | Yes | Yes | Yes | No | Yes | Yes | Yes | No | No | No | No | Yes | Yes | No | No | No | No | Yes |  |  | .1.3.6.1.4.1.1991.1.3.14.1 in IP-6.2.1
.1.3.6.1.4.1.1991.1.3.14.3 | Switch | Foundry | BigIron15000 | NA | IP-6.2.1 | Yes | Yes | Yes | Yes | Yes | No | Yes | Yes | Yes | No | No | No | No | Yes | Yes | No | No | No | No | Yes |  |  | .1.3.6.1.4.1.1991.1.3.14.3 in IP-6.2.1
.1.3.6.1.4.1.1991.1.3.6.1 | Switch | Foundry | BigIron4000 | NA | IP-6.2.1 | Yes | Yes | Yes | Yes | Yes | No | Yes | Yes | Yes | No | No | No | No | Yes | Yes | No | No | No | No | Yes |  |  | .1.3.6.1.4.1.1991.1.3.6.1 in IP-6.2.1
.1.3.6.1.4.1.1991.1.3.6.3 | Switch | Foundry | BigIron4000 | NA | IP-6.2.1 | Yes | Yes | Yes | Yes | Yes | No | Yes | Yes | Yes | No | No | No | No | Yes | Yes | No | No | No | No | Yes |  |  | .1.3.6.1.4.1.1991.1.3.6.3 in IP-6.2.1
.1.3.6.1.4.1.1991.1.3.7.3 | Switch | Foundry | BigIron8000 | NA | IP-6.2.1 | Yes | Yes | Yes | Yes | Yes | No | Yes | Yes | Yes | No | No | No | No | Yes | Yes | No | No | No | No | Yes |  |  | .1.3.6.1.4.1.1991.1.3.7.3 in IP-6.2.1
.1.3.6.1.4.1.1991.1.3.1.1 | Switch | Foundry | FastIron | NA | IP-6.0 | Yes | Yes | Yes | Yes | Yes | No | Yes | Yes | Yes | No | No | No | No | Yes | Yes | No | No | No | No | Yes |  |  | .1.3.6.1.4.1.1991.1.3.1.1 in IP-6.0
.1.3.6.1.4.1.1991.1.3.1.2 | Switch | Foundry | FastIron | NA | IP-6.2.1 | Yes | Yes | Yes | Yes | Yes | No | Yes | Yes | Yes | No | No | No | No | Yes | Yes | No | No | No | No | Yes |  |  | .1.3.6.1.4.1.1991.1.3.1.2 in IP-6.2.1
.1.3.6.1.4.1.1991.1.3.24.1 | Switch | Foundry | FastIron 1500 | NA | IP-6.0.2 | Yes | Yes | Yes | Yes | Yes | No | Yes | Yes | Yes | No | No | No | No | Yes | Yes | No | No | No | No | Yes |  |  | .1.3.6.1.4.1.1991.1.3.24.1 in IP-6.0.2
.1.3.6.1.4.1.1991.1.5.1.1.4.2.1 | Switch | Foundry | FastIron Edge 2402CF | NA | IP-6.2.1 | Yes | Yes | No | Yes | Yes | No | Yes | Yes | Yes | No | No | No | No | Yes | Yes | No | No | No | No | No |  |  | .1.3.6.1.4.1.1991.1.5.1.1.4.2.1 in IP-6.2.1
.1.3.6.1.4.1.738.1.5.100.1.1.222.1 | Switch | Foundry | FastIron Edge 4802F | NA | IP-6.2.1 | Yes | Yes | No | Yes | Yes | Yes | Yes | Yes | No | No | No | No | No | No | No | No | No | No | No | No | No | No | .1.3.6.1.4.1.738.1.5.100.1.1.222.1 in IP-6.2.1
.1.3.6.1.4.1.1991.1.3.54.1.2.1 | Switch | Foundry | FastIron FCX624S POE PREM | IronWare Version 07.1.00T7f3 | IP-7.0.4.2 | Yes | Yes | Yes | Yes | Yes | No | No | Yes | No | No | No | No | No | Yes | Yes | Yes | No | Yes | Yes | Yes | No | No | .1.3.6.1.4.1.1991.1.3.54.1.2.1 in IP-7.0.4.2
.1.3.6.1.4.1.1991.1.3.34.1.3.1.1 | Switch | Foundry | FastIron FESX424+2XG | NA | IP-6.5.2 | Yes | Yes | Yes | Yes | Yes | No | No | Yes | Yes | No | No | No | No | No | No | No | No | No | No | Yes |  |  | .1.3.6.1.4.1.1991.1.3.34.1.3.1.1 in IP-6.5.2
.1.3.6.1.4.1.1991.1.3.8.1 | Switch | Foundry | FastIron2 | NA | IP-6.2.1 | Yes | Yes | Yes | Yes | Yes | No | Yes | Yes | Yes | No | No | No | No | Yes | Yes | No | No | No | No | Yes |  |  | .1.3.6.1.4.1.1991.1.3.8.1 in IP-6.2.1
.1.3.6.1.4.1.1991.1.3.8.2 | Switch | Foundry | FastIron2 | NA | IP-6.2.1 | Yes | Yes | Yes | Yes | Yes | No | Yes | Yes | Yes | No | No | No | No | Yes | Yes | No | No | No | No | Yes |  |  | .1.3.6.1.4.1.1991.1.3.8.2 in IP-6.2.1
.1.3.6.1.4.1.1991.1.3.12.1 | Switch | Foundry | FastIron2GC | NA | IP-6.2.1 | Yes | Yes | Yes | Yes | Yes | No | Yes | Yes | Yes | No | No | No | No | Yes | Yes | No | No | No | No | Yes |  |  | .1.3.6.1.4.1.1991.1.3.12.1 in IP-6.2.1
.1.3.6.1.4.1.1991.1.3.12.2 | Switch | Foundry | FastIron2GC | NA | IP-6.2.1 | Yes | Yes | Yes | Yes | Yes | No | Yes | Yes | Yes | No | No | No | No | Yes | Yes | No | No | No | No | Yes |  |  | .1.3.6.1.4.1.1991.1.3.12.2 in IP-6.2.1
.1.3.6.1.4.1.1991.1.3.9.1 | Switch | Foundry | FastIron2Plus | NA | IP-6.2.1 | Yes | Yes | Yes | Yes | Yes | No | Yes | Yes | Yes | No | No | No | No | Yes | Yes | No | No | No | No | Yes |  |  | .1.3.6.1.4.1.1991.1.3.9.1 in IP-6.2.1
.1.3.6.1.4.1.1991.1.3.9.2 | Switch | Foundry | FastIron2Plus | NA | IP-6.2.1 | Yes | Yes | Yes | Yes | Yes | No | Yes | Yes | Yes | No | No | No | No | Yes | Yes | No | No | No | No | Yes |  |  | .1.3.6.1.4.1.1991.1.3.9.2 in IP-6.2.1
.1.3.6.1.4.1.1991.1.3.13.1 | Switch | Foundry | FastIron2PlusGC | NA | IP-6.2.1 | Yes | Yes | Yes | Yes | Yes | No | Yes | Yes | Yes | No | No | No | No | Yes | Yes | No | No | No | No | Yes |  |  | .1.3.6.1.4.1.1991.1.3.13.1 in IP-6.2.1
.1.3.6.1.4.1.1991.1.3.13.2 | Switch | Foundry | FastIron2PlusGC | NA | IP-6.2.1 | Yes | Yes | Yes | Yes | Yes | No | Yes | Yes | Yes | No | No | No | No | Yes | Yes | No | No | No | No | Yes |  |  | .1.3.6.1.4.1.1991.1.3.13.2 in IP-6.2.1
.1.3.6.1.4.1.1991.1.3.16.2 | Switch | Foundry | FastIron3 | NA | IP-6.2.1 | Yes | Yes | Yes | Yes | Yes | No | Yes | Yes | Yes | No | No | No | No | Yes | Yes | No | No | No | No | Yes |  |  | .1.3.6.1.4.1.1991.1.3.16.2 in IP-6.2.1
.1.3.6.1.4.1.1991.1.3.17.1 | Switch | Foundry | FastIron3GC | NA | IP-6.2.1 | Yes | Yes | Yes | Yes | Yes | No | Yes | Yes | Yes | No | No | No | No | Yes | Yes | No | No | No | No | Yes |  |  | .1.3.6.1.4.1.1991.1.3.17.1 in IP-6.2.1
.1.3.6.1.4.1.1991.1.3.17.2 | Switch | Foundry | FastIron3GC | NA | IP-6.2.1 | Yes | Yes | Yes | Yes | Yes | No | Yes | Yes | Yes | No | No | No | No | Yes | Yes | No | No | No | No | Yes |  |  | .1.3.6.1.4.1.1991.1.3.17.2 in IP-6.2.1
.1.3.6.1.4.1.1991.1.3.26.2 | Switch | Foundry | FES4802 | NA | IP-6.2.3 | Yes | Yes | Yes | Yes | Yes | No | Yes | Yes | Yes | No | No | No | No | Yes | Yes | No | No | No | No | Yes |  |  | .1.3.6.1.4.1.1991.1.3.26.2 in IP-6.2.3
.1.3.6.1.4.1.1991.1.3.27.2 | Switch | Foundry | FES9604-PREM | NA | IP-6.2.3 | Yes | Yes | Yes | Yes | Yes | No | Yes | Yes | Yes | No | No | No | No | Yes | Yes | No | No | No | No | Yes |  |  | .1.3.6.1.4.1.1991.1.3.27.2 in IP-6.2.3
.1.3.6.1.4.1.1991.1.3.35.1.1.1.1 | Switch | Foundry | FWSX | NA | IP-7.0 | Yes | Yes | Yes | Yes | Yes | Yes | No | Yes | No | No | No | No | No | Yes | Yes | No | No | No | Yes | Yes | No | No | .1.3.6.1.4.1.1991.1.3.35.1.1.1.1 in IP-7.0
.1.3.6.1.4.1.1991.1.3.2.1 | Switch | Foundry | NetIron | NA | IP-6.0 | Yes | Yes | Yes | Yes | Yes | No | Yes | Yes | Yes | No | No | No | No | Yes | Yes | No | No | No | No | Yes |  |  | .1.3.6.1.4.1.1991.1.3.2.1 in IP-6.0
.1.3.6.1.4.1.1991.1.3.15.1 | Switch | Foundry | NetIron1500 | NA | IP-6.2.1 | Yes | Yes | Yes | Yes | Yes | No | Yes | Yes | Yes | No | No | No | No | Yes | Yes | No | No | No | No | Yes |  |  | .1.3.6.1.4.1.1991.1.3.15.1 in IP-6.2.1
.1.3.6.1.4.1.1991.1.1 | Switch | Foundry | ServerIron | NA | IP-6.0 | Yes | Yes | Yes | Yes | Yes | No | Yes | Yes | Yes | No | No | No | No | Yes | Yes | No | No | No | No | Yes |  |  | .1.3.6.1.4.1.1991.1.1 in IP-6.0
.1.3.6.1.4.1.1991.1.3.3.1 | Switch | Foundry | ServerIron | NA | IP-6.2.1 | Yes | Yes | Yes | Yes | Yes | No | Yes | Yes | Yes | No | No | No | No | Yes | Yes | No | No | No | No | Yes |  |  | .1.3.6.1.4.1.1991.1.3.3.1 in IP-6.2.1
.1.3.6.1.4.1.1991.1.3.3.2 | Switch | Foundry | ServerIron | NA | IP-6.0 | Yes | Yes | Yes | Yes | Yes | No | Yes | Yes | Yes | No | No | No | No | Yes | Yes | No | No | No | No | Yes |  |  | .1.3.6.1.4.1.1991.1.3.3.2 in IP-6.0
.1.3.6.1.4.1.1991.1.3.3.3 | Switch | Foundry | ServerIron | NA | IP-6.2.1 | Yes | Yes | Yes | Yes | Yes | No | Yes | Yes | Yes | No | No | No | No | Yes | Yes | No | No | No | No | Yes |  |  | .1.3.6.1.4.1.1991.1.3.3.3 in IP-6.2.1
.1.3.6.1.4.1.1991.1.3.20.1 | Switch | Foundry | ServerIron1500 | NA | IP-6.2.1 | Yes | Yes | Yes | Yes | Yes | No | Yes | Yes | Yes | No | No | No | No | Yes | Yes | No | No | No | No | Yes |  |  | .1.3.6.1.4.1.1991.1.3.20.1 in IP-6.2.1
.1.3.6.1.4.1.1991.1.3.20.2 | Switch | Foundry | ServerIron1500 | NA | IP-6.2.1 | Yes | Yes | Yes | Yes | Yes | No | Yes | Yes | Yes | No | No | No | No | Yes | Yes | No | No | No | No | Yes |  |  | .1.3.6.1.4.1.1991.1.3.20.2 in IP-6.2.1
.1.3.6.1.4.1.1991.1.3.18.1 | Switch | Foundry | ServerIron400 | NA | IP-6.2.1 | Yes | Yes | Yes | Yes | Yes | No | Yes | Yes | Yes | No | No | No | No | Yes | Yes | No | No | No | No | Yes |  |  | .1.3.6.1.4.1.1991.1.3.18.1 in IP-6.2.1
.1.3.6.1.4.1.1991.1.3.19.1 | Switch | Foundry | ServerIron800 | NA | IP-6.2.1 | Yes | Yes | Yes | Yes | Yes | No | Yes | Yes | Yes | No | No | No | No | Yes | Yes | No | No | No | No | Yes |  |  | .1.3.6.1.4.1.1991.1.3.19.1 in IP-6.2.1
.1.3.6.1.4.1.1991.1.3.19.2 | Switch | Foundry | ServerIron800 | NA | IP-6.2.1 | Yes | Yes | Yes | Yes | Yes | No | Yes | Yes | Yes | No | No | No | No | Yes | Yes | No | No | No | No | Yes |  |  | .1.3.6.1.4.1.1991.1.3.19.2 in IP-6.2.1
.1.3.6.1.4.1.1991.1.3.4.1 | Switch | Foundry | TurboIron | NA | IP-6.2.1 | Yes | Yes | Yes | Yes | Yes | No | Yes | Yes | Yes | No | No | No | No | Yes | Yes | No | No | No | No | Yes |  |  | .1.3.6.1.4.1.1991.1.3.4.1 in IP-6.2.1
.1.3.6.1.4.1.1991.1.3.4.2 | Switch | Foundry | TurboIron | NA | IP-6.2.1 | Yes | Yes | Yes | Yes | Yes | No | Yes | Yes | Yes | No | No | No | No | Yes | Yes | No | No | No | No | Yes |  |  | .1.3.6.1.4.1.1991.1.3.4.2 in IP-6.2.1
.1.3.6.1.4.1.1991.1.3.5.4 | Switch | Foundry | TurboIron | NA | IP-6.0 | Yes | Yes | Yes | Yes | Yes | No | Yes | Yes | Yes | No | No | No | No | Yes | Yes | No | No | No | No | Yes |  |  | .1.3.6.1.4.1.1991.1.3.5.4 in IP-6.0
.1.3.6.1.4.1.1991.1.3.5.1 | Switch | Foundry | TurboIron8 | NA | IP-6.2.1 | Yes | Yes | Yes | Yes | Yes | No | Yes | Yes | Yes | No | No | No | No | Yes | Yes | No | No | No | No | Yes |  |  | .1.3.6.1.4.1.1991.1.3.5.1 in IP-6.2.1
.1.3.6.1.4.1.1991.1.3.5.2 | Switch | Foundry | TurboIron8 | NA | IP-6.2.1 | Yes | Yes | Yes | Yes | Yes | No | Yes | Yes | Yes | No | No | No | No | Yes | Yes | No | No | No | No | Yes |  |  | .1.3.6.1.4.1.1991.1.3.5.2 in IP-6.2.1
.1.3.6.1.4.1.1991.1.3.5.3 | Switch | Foundry | TurboIron8 | NA | IP-6.2.1 | Yes | Yes | Yes | Yes | Yes | No | Yes | Yes | Yes | No | No | No | No | Yes | Yes | No | No | No | No | Yes |  |  | .1.3.6.1.4.1.1991.1.3.5.3 in IP-6.2.1
.1.3.6.1.4.1.141.1.1.8150 | Probe | Frontier-Software Development | CiscoSwitchProbe | NA | IP-6.0 | Yes | No | No | Yes | Yes | No | No | No | No | No | No | No | No | No | No | No | No | No | No | Yes |  |  | .1.3.6.1.4.1.141.1.1.8150 in IP-6.0
.1.3.6.1.4.1.141.1.1.8700 | Probe | Frontier-Software Development | CiscoSwitchProbe | NA | IP-6.0 | Yes | No | No | Yes | Yes | No | No | No | No | No | No | No | No | No | No | No | No | No | No | Yes |  |  | .1.3.6.1.4.1.141.1.1.8700 in IP-6.0
.1.3.6.1.4.1.141.1.1.6020 | Probe | Frontier-Software Development | tr-4m | NA | IP-6.0 | Yes | No | No | Yes | Yes | No | No | No | No | No | No | No | No | No | No | No | No | No | No | Yes |  |  | .1.3.6.1.4.1.141.1.1.6020 in IP-6.0
.1.3.6.1.4.1.321.1.1.0 | Host | FW | FW Rev 1.97 | NA | IP-6.0 | Yes | No | No | Yes | Yes | No | No | No | No | No | No | No | No | No | No | No | No | No | No | Yes |  |  | .1.3.6.1.4.1.321.1.1.0 in IP-6.0
.1.3.6.1.4.1.64 | Bridge | Gandalf | Ethernet Bridge | NA | IP-6.0 | Yes | No | No | Yes | Yes | Yes | Yes | No | No | No | No | No | No | No | No | No | No | No | No | Yes |  |  | .1.3.6.1.4.1.64 in IP-6.0
.1.3.6.1.4.1.2297.3.1 | Host | Ganymede | NA | NA | IP-6.0 | Yes | No | No | Yes | Yes | No | No | No | No | No | No | No | No | No | No | No | No | No | No | Yes |  |  | .1.3.6.1.4.1.2297.3.1 in IP-6.0
.1.3.6.1.4.1.498.6.3 | Host | General_DataComm | SNMP553SD | NA | IP-6.2.2 | Yes | No | No | Yes | Yes | No | No | No | No | No | No | No | No | No | No | No | No | No | No | Yes |  |  | .1.3.6.1.4.1.498.6.3 in IP-6.2.2
.1.3.6.1.4.1.498.23.1 | Router | General_DataComm | AI 294 Card | NA | IP-6.2 | Yes | No | No | Yes | Yes | No | No | No | No | No | No | No | No | No | No | No | No | No | No | Yes |  |  | .1.3.6.1.4.1.498.23.1 in IP-6.2
.1.3.6.1.4.1.498.3.6 | Switch | General_DataComm | SpectraComm_Manager | NA | IP-6.0 | Yes | No | Yes | Yes | Yes | Yes | Yes | No | No | No | No | No | No | No | No | No | No | No | No | Yes |  |  | .1.3.6.1.4.1.498.3.6 in IP-6.0
.1.3.6.1.4.1.251.3.7.16 | Router | GeneralDataComm | Xedge 6002 | Software Version 720er6 | IP-6.5.3.11 | Yes | Yes | Yes | Yes | Yes | No | No | Yes | No | No | No | No | No | Yes | Yes | Yes | No | Yes | Yes | Yes | No | No | .1.3.6.1.4.1.251.3.7.16 in IP-6.5.3.11
.1.3.6.1.4.1.8550.1.1.1.1 | Bridge | Hatteras_Networks | HN400 | NA | IP-6.2.3 | Yes | Yes | No | Yes | Yes | Yes | Yes | No | No | No | No | No | No | No | No | No | No | No | No | No | No | No | .1.3.6.1.4.1.8550.1.1.1.1 in IP-6.2.3
.1.3.6.1.4.1.3.1.1 | Host | HDS | NA | NA | IP-6.0 | Yes | No | No | Yes | Yes | No | No | No | No | No | No | No | No | No | No | No | No | No | No | Yes |  |  | .1.3.6.1.4.1.3.1.1 in IP-6.0
.1.3.6.1.4.1.11.2.3.9.2 | Host | Hewlett-Packard | HP ETHERNET MULTI-ENVIRONMENT ROM A.05 | NA | IP-6.0 | Yes | No | No | Yes | Yes | No | No | No | No | No | No | No | No | No | No | No | No | No | No | Yes |  |  | .1.3.6.1.4.1.11.2.3.9.2 in IP-6.0
.1.3.6.1.4.1.11.2.3.10.1.1 | Host | Hewlett-Packard | NA | NA | IP-6.0 | Yes | No | No | Yes | Yes | No | No | No | No | No | No | No | No | No | No | No | No | No | No | Yes |  |  | .1.3.6.1.4.1.11.2.3.10.1.1 in IP-6.0
.1.3.6.1.4.1.11.2.3.2.5 | Host | Hewlett-Packard | NA | NA | IP-6.0 | Yes | No | No | Yes | Yes | No | No | No | No | No | No | No | No | No | No | No | No | No | No | Yes |  |  | .1.3.6.1.4.1.11.2.3.2.5 in IP-6.0
.1.3.6.1.4.1.11.2.3.7.6.3.2 | Host | Hewlett-Packard | NA | NA | IP-6.0 | Yes | No | No | Yes | Yes | No | No | No | No | No | No | No | No | No | No | No | No | No | No | Yes |  |  | .1.3.6.1.4.1.11.2.3.7.6.3.2 in IP-6.0
.1.3.6.1.4.1.11.2.3.7.6.5 | Host | Hewlett-Packard | NA | NA | IP-6.0 | Yes | No | No | Yes | Yes | No | No | No | No | No | No | No | No | No | No | No | No | No | No | Yes |  |  | .1.3.6.1.4.1.11.2.3.7.6.5 in IP-6.0
.1.3.6.1.4.1.11.2.3.7.6.5.2 | Host | Hewlett-Packard | NA | NA | IP-6.0 | Yes | No | No | Yes | Yes | No | No | No | No | No | No | No | No | No | No | No | No | No | No | Yes |  |  | .1.3.6.1.4.1.11.2.3.7.6.5.2 in IP-6.0
.1.3.6.1.4.1.11.2.3.7.6.7.2.1 | Host | Hewlett-Packard | NA | NA | IP-6.0 | Yes | No | No | Yes | Yes | No | No | No | No | No | No | No | No | No | No | No | No | No | No | Yes |  |  | .1.3.6.1.4.1.11.2.3.7.6.7.2.1 in IP-6.0
.1.3.6.1.4.1.11.2.3.9.8.1.2 | Host | Hewlett-Packard | NA | NA | IP-6.0 | Yes | No | No | Yes | Yes | No | No | No | No | No | No | No | No | No | No | No | No | No | No | Yes |  |  | .1.3.6.1.4.1.11.2.3.9.8.1.2 in IP-6.0
.1.3.6.1.4.1.11.5.5.1.1 | Host | Hewlett-Packard | NA | NA | IP-6.0 | Yes | No | No | Yes | Yes | No | No | No | No | No | No | No | No | No | No | No | No | No | No | Yes |  |  | .1.3.6.1.4.1.11.5.5.1.1 in IP-6.0
.1.3.6.1.4.1.368.1.2 | Host | Hewlett-Packard | NA | NA | IP-6.0 | Yes | No | No | Yes | Yes | No | No | No | No | No | No | No | No | No | No | No | No | No | No | Yes |  |  | .1.3.6.1.4.1.368.1.2 in IP-6.0
.1.3.6.1.4.1.11.2.3.7.5.19 | Hub | Hewlett-Packard | HPJ3188A | NA | IP-6.0 | Yes | No | No | Yes | Yes | No | No | No | No | No | No | No | No | No | No | No | No | No | No | Yes |  |  | .1.3.6.1.4.1.11.2.3.7.5.19 in IP-6.0
.1.3.6.1.4.1.11.2.3.7.11.11 | Switch | Hewlett-Packard | J4093A ProCurve | NA | IP-6.0 | Yes | Yes | No | Yes | Yes | Yes | Yes | No | No | No | No | No | No | No | No | No | No | No | No | No |  |  | .1.3.6.1.4.1.11.2.3.7.11.11 in IP-6.0
.1.3.6.1.4.1.11.2.3.7.11.18 | Switch | Hewlett-Packard | J4812A ProCurve Switch | NA | IP-6.0 | Yes | Yes | No | Yes | Yes | Yes | Yes | Yes | Yes | No | No | No | No | No | No | No | No | No | No | No |  |  | .1.3.6.1.4.1.11.2.3.7.11.18 in IP-6.0
.1.3.6.1.4.1.11.2.3.7.11.17 | Switch | HP | J4819A (ProCurve Switch 5308XL) | NA | IP-6.2.3 | Yes | Yes | No | Yes | Yes | Yes | Yes | Yes | Yes | No | No | No | No | No | No | No | No | No | No | No | No | No | .1.3.6.1.4.1.11.2.3.7.11.17 in IP-6.2.3
.1.3.6.1.4.1.11.2.3.7.11.27 | Switch | HP | J4887A ProCurve Switch 4104GL | NA | IP-6.0.1 | Yes | Yes | No | Yes | Yes | Yes | Yes | No | Yes | No | No | No | No | No | No | No | No | No | No | No | No | No | .1.3.6.1.4.1.11.2.3.7.11.27 in IP-6.0.1
.1.3.6.1.4.1.232.161.1.36 | Switch | HP | ProLiant BL e-Class C-GbE | NA | IP-6.2.3 | Yes | Yes | No | Yes | Yes | Yes | Yes | No | No | No | No | No | No | No | No | No | No | No | No | No | No | No | .1.3.6.1.4.1.232.161.1.36 in IP-6.2.3
.1.3.6.1.4.1.232.161.1.37 | Switch | HP | ProLiant BL p-Class GbE2 | NA | IP-6.2.2 | Yes | Yes | No | Yes | Yes | Yes | Yes | No | No | No | No | No | No | No | No | No | No | No | No | No | No | No | .1.3.6.1.4.1.232.161.1.37 in IP-6.2.2
.1.3.6.1.4.1.2011.1.1.1.12809 | Router | Huawei | AR28-09 | NA | IP-6.2.3 | Yes | No | Yes | Yes | Yes | No | No | No | No | No | No | No | No | Yes | Yes | No | No | No | No | Yes |  |  | .1.3.6.1.4.1.2011.1.1.1.12809 in IP-6.2.3
.1.3.6.1.4.1.2011.1.1.1.12831 | Router | Huawei | AR28-31 | NA | IP-6.2.3 | Yes | No | Yes | Yes | Yes | No | No | No | No | No | No | No | No | Yes | Yes | No | No | No | No | Yes |  |  | .1.3.6.1.4.1.2011.1.1.1.12831 in IP-6.2.3
.1.3.6.1.4.1.2011.10.1.144 | Router | Huawei | AR4945 | AR | IP-7.0.3 27 | Yes | No | Yes | Yes | Yes | No | No | No | No | No | No | No | No | Yes | Yes | Yes | No | Yes | Yes | Yes | No | No | .1.3.6.1.4.1.2011.10.1.144 in IP-7.0.3 27
.1.3.6.1.4.1.2011.10.1.226 | Router | Huawei | Huawei AR1915 | 1915 | IP-7.0.3 27 | Yes | No | Yes | Yes | Yes | No | No | No | No | No | No | No | No | Yes | No | No | No | Yes | Yes | Yes | No | No | .1.3.6.1.4.1.2011.10.1.226 in IP-7.0.3 27
.1.3.6.1.4.1.2011.10.1.141 | Router | Huawei | Huawei AR2921 | 2921 | IP-7.0.3 27 | Yes | No | Yes | Yes | Yes | No | No | No | No | No | No | No | No | Yes | Yes | Yes | No | Yes | Yes | Yes | No | No | .1.3.6.1.4.1.2011.10.1.141 in IP-7.0.3 27
.1.3.6.1.4.1.2011.2.23.40 | Switch | Huawei | Quidway S3528P | NA | IP-6.2.3 | Yes | No | Yes | Yes | Yes | Yes | Yes | No | No | No | No | No | No | No | No | No | No | No | No | Yes |  |  | .1.3.6.1.4.1.2011.2.23.40 in IP-6.2.3
.1.3.6.1.4.1.2011.2.170.1 | Switch | Huawei | S9303 | Version 5.50 | IP-7.0.3 27 | Yes | Yes | Yes | Yes | Yes | No | No | Yes | No | No | No | No | No | Yes | Yes | Yes | Yes | Yes | Yes | Yes | No | No | .1.3.6.1.4.1.2011.2.170.1 in IP-7.0.3 27
.1.3.6.1.4.1.2011.2.170.2 | Switch | Huawei | S9306 (Routing Switch) | Version 5.50 | IP-7.0.3 27 | Yes | Yes | Yes | Yes | Yes | No | No | Yes | No | No | No | No | No | Yes | Yes | Yes | Yes | Yes | Yes | Yes | No | No | .1.3.6.1.4.1.2011.2.170.2 in IP-7.0.3 27
.1.3.6.1.4.1.2218.1.5 | Host | Hubbell-Pulsecom | DSLAM | NA | IP-6.0 | Yes | No | No | Yes | Yes | No | No | No | No | No | No | No | No | No | No | No | No | No | No | Yes |  |  | .1.3.6.1.4.1.2218.1.5 in IP-6.0
.1.3.6.1.4.1.303.3.3.12.1.1.18 | Host | Hughes | DNCC | NA | IP-6.2.1 | Yes | No | No | Yes | Yes | No | No | No | No | No | No | No | No | No | No | No | No | No | No | Yes |  |  | .1.3.6.1.4.1.303.3.3.12.1.1.18 in IP-6.2.1
.1.3.6.1.4.1.303.3.3.12.1.1.7 | Host | Hughes | webACS | NA | IP-6.2.1 | Yes | No | No | Yes | Yes | No | No | No | No | No | No | No | No | No | No | No | No | No | No | Yes |  |  | .1.3.6.1.4.1.303.3.3.12.1.1.7 in IP-6.2.1
.1.3.6.1.4.1.2.3.25 | Host | IBM | IBM InfoPrint 20 | NA | IP-6.0 | Yes | No | No | Yes | Yes | No | No | No | No | No | No | No | No | No | No | No | No | No | No | Yes |  |  | .1.3.6.1.4.1.2.3.25 in IP-6.0
.1.3.6.1.4.1.2.3.48 | Host | IBM | IBM InfoPrint 40 | NA | IP-6.0 | Yes | No | No | Yes | Yes | No | No | No | No | No | No | No | No | No | No | No | No | No | No | Yes |  |  | .1.3.6.1.4.1.2.3.48 in IP-6.0
.1.3.6.1.4.1.2.3.34 | Host | IBM | Infoprint 32 | NA | IP-6.0 | Yes | No | No | Yes | Yes | No | No | No | No | No | No | No | No | No | No | No | No | No | No | Yes |  |  | .1.3.6.1.4.1.2.3.34 in IP-6.0
.1.3.6.1.4.1.2.3.1 | Host | IBM | InRange | NA | IP-6.0 | Yes | No | No | Yes | Yes | No | No | No | No | No | No | No | No | No | No | No | No | No | No | Yes |  |  | .1.3.6.1.4.1.2.3.1 in IP-6.0
.1.3.6.1.4.1.2.6.118.2 | Host | IBM | NA | NA | IP-6.0 | Yes | No | Yes | Yes | Yes | No | No | No | Yes | No | No | No | No | No | No | No | No | No | No | Yes |  |  | .1.3.6.1.4.1.2.6.118.2 in IP-6.0
.1.3.6.1.4.1.2.3.6 | Host | IBM | Network Printer 24 | NA | IP-6.0 | Yes | No | No | Yes | Yes | No | No | No | No | No | No | No | No | No | No | No | No | No | No | Yes |  |  | .1.3.6.1.4.1.2.3.6 in IP-6.0
.1.3.6.1.4.1.2.6.46 | Host | IBM | Oce digital copier | NA | IP-6.0 | Yes | No | No | Yes | Yes | No | No | No | No | No | No | No | No | No | No | No | No | No | No | Yes |  |  | .1.3.6.1.4.1.2.6.46 in IP-6.0
.1.3.6.1.4.1.2.3.1.2.1.1.2 | Host | IBM | RISC/6000 | NA | IP-6.0 | Yes | No | No | Yes | Yes | No | No | No | No | No | No | No | No | No | No | No | No | No | No | Yes |  |  | .1.3.6.1.4.1.2.3.1.2.1.1.2 in IP-6.0
.1.3.6.1.4.1.2.6.15 | Hub | IBM | mdl 13 s/n 23t7677 | NA | IP-6.0 | Yes | No | No | Yes | Yes | No | No | No | No | No | No | No | No | No | No | No | No | No | No | Yes |  |  | .1.3.6.1.4.1.2.6.15 in IP-6.0
.1.3.6.1.4.1.2.6.72 | Router | IBM | NA | NA | IP-6.0 | Yes | No | No | Yes | Yes | No | No | No | No | No | No | No | No | No | No | No | No | No | No | Yes |  |  | .1.3.6.1.4.1.2.6.72 in IP-6.0
.1.3.6.1.4.1.7779.2.6 | Host | infoblox | 250 | 2.6.17.4 | IP-7.0.3 24 | Yes | No | No | Yes | Yes | No | No | No | No | No | No | No | No | No | No | No | No | Yes | Yes | No | Yes | Yes | .1.3.6.1.4.1.7779.2.6 in IP-7.0.3 24
.1.3.6.1.4.1.9527.1.12 | Switch | Inkra | 1518TX/GTX | NA | IP-6.2.1 | Yes | Yes | No | Yes | Yes | Yes | Yes | No | No | No | No | No | No | No | No | No | No | No | No | No | No | No | .1.3.6.1.4.1.9527.1.12 in IP-6.2.1
.1.3.6.1.4.1.469.1000.1.6 | Bridge | Intermec Technologies | UAP | NA | IP-6.0 | Yes | No | No | Yes | Yes | Yes | Yes | No | No | No | No | No | No | No | No | No | No | No | No | Yes |  |  | .1.3.6.1.4.1.469.1000.1.6 in IP-6.0
.1.3.6.1.4.1.469.1000.1.13 | Bridge | Intermec_Technologies | WA21 | NA | IP-6.2.3 | Yes | Yes | No | Yes | Yes | Yes | Yes | No | No | No | No | No | No | No | No | No | No | No | No | No | No | No | .1.3.6.1.4.1.469.1000.1.13 in IP-6.2.3
.1.3.6.1.4.1.3720.6 | Host | IqinVision | IQeye1 | NA | IP-6.0 | Yes | No | No | Yes | Yes | No | No | No | No | No | No | No | No | No | No | No | No | No | No | Yes |  |  | .1.3.6.1.4.1.3720.6 in IP-6.0
.1.3.6.1.4.1.4874.1.1.1.1.1.1 | Router | Juniper | ERX1400 Virtual Router | Version : (6.1.3 patch-0.8 [BuildId 4939]) Build | IP-6.2 | Yes | No | No | Yes | Yes | No | No | No | No | No | No | No | No | No | No | No | No | No | No | No | No | No | .1.3.6.1.4.1.4874.1.1.1.1.1.1 in IP-6.2
.1.3.6.1.4.1.4874.1.1.1.1.5 | Router | Juniper | ERX310 | NA | IP-6.2.3 | Yes | No | No | Yes | Yes | No | No | No | No | No | No | No | Yes | No | No | No | No | No | No | Yes |  |  | .1.3.6.1.4.1.4874.1.1.1.1.5 in IP-6.2.3
.1.3.6.1.4.1.2636.1.1.1.2.14 | Router | Juniper | J4300 | NA | IP-6.5.2 | Yes | No | Yes | Yes | Yes | No | No | No | Yes | No | No | No | No | No | Yes | Yes | No | Yes | Yes | Yes |  |  | .1.3.6.1.4.1.2636.1.1.1.2.14 in IP-6.5.2
.1.3.6.1.4.1.2636.1.1.1.2.3 | Router | Juniper | M-160 | NA | IP-6.0 | Yes | No | Yes | Yes | Yes | No | No | No | Yes | No | No | No | No | No | No | Yes | No | No | Yes | Yes |  |  | .1.3.6.1.4.1.2636.1.1.1.2.3 in IP-6.0
.1.3.6.1.4.1.2636.1.1.1.2.2 | Router | Juniper | M-20 | NA | IP-6.0 | Yes | No | Yes | Yes | Yes | No | No | No | Yes | No | No | No | No | No | No | Yes | No | No | Yes | Yes |  |  | .1.3.6.1.4.1.2636.1.1.1.2.2 in IP-6.0
.1.3.6.1.4.1.2636.1.1.1.2.1 | Router | Juniper | M-40 | NA | IP-6.0 | Yes | No | Yes | Yes | Yes | No | No | No | Yes | No | No | No | No | No | No | Yes | No | No | Yes | Yes |  |  | .1.3.6.1.4.1.2636.1.1.1.2.1 in IP-6.0
.1.3.6.1.4.1.2636.1.1.1.2.6 | Router | Juniper | T640 Backbone Router | NA | IP-6.5.2 | Yes | No | Yes | Yes | Yes | No | No | No | Yes | No | No | No | No | No | No | Yes | No | No | Yes | Yes |  |  | .1.3.6.1.4.1.2636.1.1.1.2.6 in IP-6.5.2
.1.3.6.1.4.1.2636.1.1.1.2.17.3 | Router | Juniper | TX Routing Node (LCC2) | NA | IP-7.0.3.22 | yes | No | Yes | Yes | Yes | No | No | No | No | No | No | No | No | Yes | Yes | Yes | No | Yes | Yes | Yes | No | No | .1.3.6.1.4.1.2636.1.1.1.2.17.3 in IP-7.0.3.22
.1.3.6.1.4.1.2636.1.1.1.2.17.4 | Router | Juniper | TX Routing Node (LCC3) | NA | IP-7.0.3.22 | Yes | No | Yes | Yes | Yes | No | No | No | No | No | No | No | No | Yes | Yes | Yes | No | Yes | Yes | Yes | No | No | .1.3.6.1.4.1.2636.1.1.1.2.17.4 in IP-7.0.3.22
.1.3.6.1.4.1.7005 | Firewall | Kagoor | Session Border Controller 300 | NA | IP-6.2.3 | Yes | No | Yes | Yes | Yes | No | No | No | No | No | No | No | No | No | No | No | No | No | No | Yes |  |  | .1.3.6.1.4.1.7005 in IP-6.2.3
.1.3.6.1.4.1.181.1.25 | Router | Kentrox | DataSMART 558 | NA | IP-6.0 | Yes | No | Yes | Yes | Yes | No | No | No | No | No | No | No | No | No | No | No | No | No | No | Yes |  |  | .1.3.6.1.4.1.181.1.25 in IP-6.0
.1.3.6.1.4.1.181.1.26 | Router | Kentrox | DataSMART 698 | NA | IP-6.2.3 | Yes | No | No | Yes | Yes | No | No | No | No | No | No | No | No | No | No | No | No | No | No | No | No | No | .1.3.6.1.4.1.181.1.26 in IP-6.2.3
.1.3.6.1.4.1.181.1.52.1 | Router | Kentrox | Q2200 | NA | IP-6.5.2 | Yes | No | No | Yes | Yes | No | No | No | No | No | No | No | No | No | No | No | No | No | No | No | No | No | .1.3.6.1.4.1.181.1.52.1 in IP-6.5.2
.1.3.6.1.4.1.181.1.52.2 | Router | Kentrox | Q2300 | NA | IP-6.5.2 | Yes | No | No | Yes | Yes | No | No | No | No | No | No | No | No | No | No | No | No | No | No | No | No | No | .1.3.6.1.4.1.181.1.52.2 in IP-6.5.2
.1.3.6.1.4.1.181.1.52.3 | Router | Kentrox | Q2400 | NA | IP-6.5.2 | Yes | No | No | Yes | Yes | No | No | No | No | No | No | No | No | No | No | No | No | No | No | No | No | No | .1.3.6.1.4.1.181.1.52.3 in IP-6.5.2
.1.3.6.1.4.1.244.24 | TerminalServer | Lantronix | ETS16PR | NA | IP-6.0 | Yes | No | No | Yes | Yes | No | No | No | No | No | No | No | No | No | No | No | No | No | No | Yes |  |  | .1.3.6.1.4.1.244.24 in IP-6.0
.1.3.6.1.4.1.555.2.3.5 | Router | Larscom | Mega - E | NA | IP-6.2.2 | Yes | No | No | Yes | Yes | No | No | No | No | No | No | No | No | No | No | No | No | No | No | No | No | No | .1.3.6.1.4.1.555.2.3.5 in IP-6.2.2
.1.3.6.1.4.1.555.2.3.7 | Router | Larscom | Mega - E | NA | IP-6.0 | Yes | No | No | Yes | Yes | No | No | No | No | No | No | No | No | No | No | No | No | No | No | No |  |  | .1.3.6.1.4.1.555.2.3.7 in IP-6.0
.1.3.6.1.4.1.555.2.3.6 | Router | Larscom | Mega - T | NA | IP-6.0 | Yes | No | No | Yes | Yes | No | No | No | No | No | No | No | No | No | No | No | No | No | No | No |  |  | .1.3.6.1.4.1.555.2.3.6 in IP-6.0
.1.3.6.1.4.1.5395.1.1.1.1.1 | Router | Laurel | ST200 | NA | IP-6.5.2 | Yes | No | No | Yes | Yes | No | No | No | No | No | No | No | No | No | No | No | No | No | No | No | No | No | .1.3.6.1.4.1.5395.1.1.1.1.1 in IP-6.5.2
.1.3.6.1.4.1.641.1 | Host | Lexmark-International | Lexmark Optra | NA | IP-6.0 | Yes | No | No | Yes | Yes | No | No | No | No | No | No | No | No | No | No | No | No | No | No | Yes |  |  | .1.3.6.1.4.1.641.1 in IP-6.0
.1.3.6.1.4.1.476.1.2.1.1 | Host | Liebert | NA | NA | IP-6.0 | Yes | No | No | Yes | Yes | No | No | No | No | No | No | No | No | No | No | No | No | No | No | Yes |  |  | .1.3.6.1.4.1.476.1.2.1.1 in IP-6.0
.1.3.6.1.4.1.476.1.1.1.5 | Host | Liebert | UPS | NA | IP-6.0 | Yes | No | No | Yes | Yes | No | No | No | No | No | No | No | No | No | No | No | No | No | No | Yes |  |  | .1.3.6.1.4.1.476.1.1.1.5 in IP-6.0
.1.3.6.1.4.1.1575.1.5 | Host | Linux | NA | NA | IP-6.0 | Yes | No | No | Yes | Yes | No | No | No | No | No | No | No | No | No | No | No | No | No | No | Yes |  |  | .1.3.6.1.4.1.1575.1.5 in IP-6.0
.1.3.6.1.4.1.5528.100.20.10.2000 | Host | Linux | NetBotz | NA | IP-6.2.3 | Yes | No | No | Yes | Yes | No | No | No | No | No | No | No | No | No | No | No | No | No | No | Yes |  |  | .1.3.6.1.4.1.5528.100.20.10.2000 in IP-6.2.3
.1.3.6.1.4.1.81.17.1.7 | Hub | Lucent | M410 | NA | IP-6.0 | Yes | Yes | No | Yes | Yes | Yes | Yes | No | No | No | No | No | No | No | No | No | No | No | No | No | No | No | .1.3.6.1.4.1.81.17.1.7 in IP-6.0
.1.3.6.1.4.1.81.17.1.10 | Hub | Lucent | M420 | NA | IP-6.0 | Yes | Yes | No | Yes | Yes | Yes | Yes | No | No | No | No | No | No | No | No | No | No | No | No | No |  |  | .1.3.6.1.4.1.81.17.1.10 in IP-6.0
.1.3.6.1.4.1.81.17.1.4 | Hub | Lucent | M440 | NA | IP-6.0 | Yes | Yes | No | Yes | Yes | Yes | Yes | No | No | No | No | No | No | No | No | No | No | No | No | No |  |  | .1.3.6.1.4.1.81.17.1.4 in IP-6.0
.1.3.6.1.4.1.81.17.1.9 | Hub | Lucent | STACK | NA | IP-6.0 | Yes | Yes | No | Yes | Yes | Yes | Yes | No | No | No | No | No | No | No | No | No | No | No | No | No | No | No | .1.3.6.1.4.1.81.17.1.9 in IP-6.0
.1.3.6.1.4.1.838.5.1.50.0.4 | Router | Lucent | Access Point 50-LAN | NA | IP-6.2.3 | Yes | No | Yes | Yes | Yes | No | No | No | Yes | No | No | No | No | No | No | No | No | No | No | Yes |  |  | .1.3.6.1.4.1.838.5.1.50.0.4 in IP-6.2.3
.1.3.6.1.4.1.838.5.1.300.0.0 | Router | Lucent | AP300 | NA | IP-6.2.1 | Yes | No | Yes | Yes | Yes | No | No | No | No | No | No | No | No | No | No | No | No | No | No | Yes |  |  | .1.3.6.1.4.1.838.5.1.300.0.0 in IP-6.2.1
.1.3.6.1.4.1.529.1.9 | Router | Lucent | APX-1000 | NA | IP-6.0 | Yes | No | Yes | Yes | Yes | No | No | No | No | No | No | No | No | No | No | No | No | No | No | Yes |  |  | .1.3.6.1.4.1.529.1.9 in IP-6.0
.1.3.6.1.4.1.529.1.4 | Router | Lucent | MAX TNT | Software Version 11.0.3e14 | IP-7.0.2 | Yes | No | Yes | Yes | yes | No | No | No | Yes | No | No | No | No | Yes | No | No | No | No | No | No | No | No | .1.3.6.1.4.1.529.1.4 in IP-7.0.2
.1.3.6.1.4.1.81.17.2.11 | Switch | Lucent | Cajun P120 | NA | IP-6.0 | Yes | Yes | No | Yes | Yes | Yes | Yes | No | No | No | No | No | No | No | No | No | No | No | No | No | No | No | .1.3.6.1.4.1.81.17.2.11 in IP-6.0
.1.3.6.1.4.1.1751.1.45.1 | Switch | Lucent | Cajun P550 | NA | IP-6.0 | Yes | Yes | No | Yes | Yes | Yes | Yes | Yes | No | No | No | No | No | No | No | No | No | No | No | No |  |  | .1.3.6.1.4.1.1751.1.45.1 in IP-6.0
.1.3.6.1.4.1.1751.1.45.2 | Switch | Lucent | Cajun P550 | NA | IP-6.0 | Yes | Yes | No | Yes | Yes | Yes | Yes | Yes | No | No | No | No | No | No | No | No | No | No | No | No |  |  | .1.3.6.1.4.1.1751.1.45.2 in IP-6.0
.1.3.6.1.4.1.1751.1.45.8 | Switch | Lucent | Cajun Switch PA80 | NA | IP-6.0.2 | Yes | Yes | No | Yes | Yes | Yes | Yes | No | No | No | No | No | No | No | No | No | No | No | No | No | No | No | .1.3.6.1.4.1.1751.1.45.8 in IP-6.0.2
.1.3.6.1.4.1.81.17.1.11 | Switch | Lucent | M440-01 | NA | IP-6.0 | Yes | Yes | No | Yes | Yes | Yes | Yes | Yes | No | No | No | No | No | No | No | No | No | No | No | No |  |  | .1.3.6.1.4.1.81.17.1.11 in IP-6.0
.1.3.6.1.4.1.81.17.1.15 | Switch | Lucent | M770 | NA | IP-6.0 | Yes | Yes | No | Yes | Yes | Yes | Yes | No | No | No | No | No | No | No | No | No | No | No | No | No |  |  | .1.3.6.1.4.1.81.17.1.15 in IP-6.0
.1.3.6.1.4.1.81.17.1.16 | Switch | Lucent | M770ATM | NA | IP-6.0 | Yes | Yes | No | Yes | Yes | No | No | No | No | No | No | No | No | No | No | No | No | No | No | No |  |  | .1.3.6.1.4.1.81.17.1.16 in IP-6.0
.1.3.6.1.4.1.81.17.1.12 | Switch | Lucent | Visage | NA | IP-6.0 | Yes | No | No | Yes | Yes | Yes | Yes | No | No | No | No | No | No | No | No | No | No | No | No | No | No | No | .1.3.6.1.4.1.81.17.1.12 in IP-6.0
.1.3.6.1.4.1.81.17.2.8 | Switch | Lucent | Visage | NA | IP-6.0 | Yes | No | No | Yes | Yes | Yes | Yes | No | No | No | No | No | No | No | No | No | No | No | No | No | No | No | .1.3.6.1.4.1.81.17.2.8 in IP-6.0
.1.3.6.1.4.1.838.5.1.1.0 | Router | Lucent-Xedia | AP3 | NA | IP-6.0 | Yes | No | No | Yes | Yes | No | No | No | No | No | No | No | No | No | No | No | No | No | No | No | No | No | .1.3.6.1.4.1.838.5.1.1.0 in IP-6.0
.1.3.6.1.4.1.838.5.1.1000.1.6 | Router | Lucent-Xedia | Lucent Access Point 1000 | NA | IP-6.2.1 | Yes | No | Yes | Yes | Yes | No | No | No | No | No | No | No | No | No | No | No | No | No | No | Yes |  |  | .1.3.6.1.4.1.838.5.1.1000.1.6 in IP-6.2.1
.1.3.6.1.4.1.838.5.1.1000.4.0 | Router | Lucent-Xedia | Lucent Access Point 1000 | NA | IP-6.2.1 | Yes | No | Yes | Yes | Yes | No | No | No | No | No | No | No | No | No | No | No | No | No | No | Yes |  |  | .1.3.6.1.4.1.838.5.1.1000.4.0 in IP-6.2.1
.1.3.6.1.4.1.838.5.1.1000.4.1 | Router | Lucent-Xedia | Lucent Access Point 1000 | NA | IP-6.2.1 | Yes | No | Yes | Yes | Yes | No | No | No | No | No | No | No | No | No | No | No | No | No | No | Yes |  |  | .1.3.6.1.4.1.838.5.1.1000.4.1 in IP-6.2.1
.1.3.6.1.4.1.838.5.1.300.1.1 | Router | Lucent-Xedia | Lucent Access Point 300_ST | NA | IP-6.2.1 | Yes | No | Yes | Yes | Yes | No | No | No | No | No | No | No | No | No | No | No | No | No | No | Yes |  |  | .1.3.6.1.4.1.838.5.1.300.1.1 in IP-6.2.1
.1.3.6.1.4.1.838.5.1.300.2.0 | Router | Lucent-Xedia | Lucent Access Point 300_ST | NA | IP-6.2.1 | Yes | No | Yes | Yes | Yes | No | No | No | No | No | No | No | No | No | No | No | No | No | No | Yes |  |  | .1.3.6.1.4.1.838.5.1.300.2.0 in IP-6.2.1
.1.3.6.1.4.1.838.5.1.300.2.1 | Router | Lucent-Xedia | Lucent Access Point 300_ST | NA | IP-6.2.1 | Yes | No | Yes | Yes | Yes | No | No | No | No | No | No | No | No | No | No | No | No | No | No | Yes |  |  | .1.3.6.1.4.1.838.5.1.300.2.1 in IP-6.2.1
.1.3.6.1.4.1.838.5.1.300.3.0 | Router | Lucent-Xedia | Lucent Access Point 300_ST | NA | IP-6.2.1 | Yes | No | Yes | Yes | Yes | No | No | No | No | No | No | No | No | No | No | No | No | No | No | Yes |  |  | .1.3.6.1.4.1.838.5.1.300.3.0 in IP-6.2.1
.1.3.6.1.4.1.838.5.1.300.0.1 | Router | Lucent-Xedia | Lucent Access Point 300_U | NA | IP-6.2.1 | Yes | No | Yes | Yes | Yes | No | No | No | No | No | No | No | No | No | No | No | No | No | No | Yes |  |  | .1.3.6.1.4.1.838.5.1.300.0.1 in IP-6.2.1
.1.3.6.1.4.1.838.5.1.300.1.0 | Router | Lucent-Xedia | Lucent Access Point 300_U | NA | IP-6.2.1 | Yes | No | Yes | Yes | Yes | No | No | No | No | No | No | No | No | No | No | No | No | No | No | Yes |  |  | .1.3.6.1.4.1.838.5.1.300.1.0 in IP-6.2.1
.1.3.6.1.4.1.838.5.1.450.2.0 | Router | Lucent-Xedia | XEDIA | NA | IP-6.2.2 | Yes | No | No | Yes | Yes | No | No | No | Yes | No | No | No | No | No | No | No | No | No | No | No | No | No | .1.3.6.1.4.1.838.5.1.450.2.0 in IP-6.2.2
.1.3.6.1.4.1.4253.1.1 | Router | LuxN | WavSystem | NA | IP-6.0 | Yes | No | Yes | Yes | Yes | No | No | No | No | No | No | No | No | No | No | No | No | No | No | Yes |  |  | .1.3.6.1.4.1.4253.1.1 in IP-6.0
.1.3.6.1.4.1.63.1 | Host | Macintosh | MacOS 9.0 | NA | IP-6.0 | Yes | No | No | Yes | Yes | No | No | No | No | No | No | No | No | No | No | No | No | No | No | Yes |  |  | .1.3.6.1.4.1.63.1 in IP-6.0
.1.3.6.1.4.1.326.2.2.17 | Switch | Marconi | ASX-1200 | NA | IP-6.0 | Yes | Yes | Yes | Yes | Yes | Yes | Yes | No | Yes | No | No | No | No | Yes | Yes | No | No | No | No | Yes |  |  | .1.3.6.1.4.1.326.2.2.17 in IP-6.0
.1.3.6.1.4.1.326.2.2.18 | Switch | Marconi | ASX-4000 | NA | IP-6.0 | Yes | Yes | Yes | Yes | Yes | Yes | Yes | No | Yes | No | No | No | No | Yes | Yes | No | No | No | No | Yes |  |  | .1.3.6.1.4.1.326.2.2.18 in IP-6.0
.1.3.6.1.4.1.326.2.20.1.2.1.2 | Switch | Marconi | ES-1200 | NA | IP-6.0.1 | Yes | Yes | No | Yes | Yes | Yes | Yes | No | No | No | No | No | No | No | No | No | No | No | No | No | No | No | .1.3.6.1.4.1.326.2.20.1.2.1.2 in IP-6.0.1
.1.3.6.1.4.1.1012.2.5.2.1 | Switch | Marconi | ESR Switch Agent V5.3.2 | NA | IP-6.2.1 | Yes | Yes | No | Yes | Yes | Yes | Yes | No | No | No | No | No | No | No | No | No | No | No | No | No | No | No | .1.3.6.1.4.1.1012.2.5.2.1 in IP-6.2.1
.1.3.6.1.4.1.2154.1.1.1.2 | Switch | Marconi | ESX minor | NA | IP-6.0 | Yes | Yes | No | Yes | Yes | Yes | Yes | No | No | No | No | No | No | No | No | No | No | No | No | No |  |  | .1.3.6.1.4.1.2154.1.1.1.2 in IP-6.0
.1.3.6.1.4.1.326.2.2.20 | Switch | Marconi | ESX-3000 | NA | IP-6.0 | Yes | Yes | Yes | Yes | Yes | Yes | Yes | No | Yes | No | No | No | No | Yes | Yes | No | No | No | No | Yes |  |  | .1.3.6.1.4.1.326.2.2.20 in IP-6.0
.1.3.6.1.4.1.326.2.2.16 | Switch | Marconi | TNX-1100 | NA | IP-6.0 | Yes | Yes | Yes | Yes | Yes | Yes | Yes | No | Yes | No | No | No | No | Yes | Yes | No | No | No | No | Yes |  |  | .1.3.6.1.4.1.326.2.2.16 in IP-6.0
.1.3.6.1.4.1.705.1.2 | Host | MGE | UPS | NA | IP-6.5.3 | Yes | No | No | Yes | Yes | No | No | No | No | No | No | No | No | No | No | No | No | No | No | No | No | No | .1.3.6.1.4.1.705.1.2 in IP-6.5.3
.1.3.6.1.4.1.1476 | Host | MicroFrame | SNMP agent for Sentinel 2000 | NA | IP-6.0 | Yes | No | No | Yes | Yes | No | No | No | No | No | No | No | No | No | No | No | No | No | No | Yes |  |  | .1.3.6.1.4.1.1476 in IP-6.0
.1.3.6.1.4.1.311.1.1.3.1 | Host | Microsoft | NA | NA | IP-6.0 | Yes | No | No | Yes | Yes | No | No | No | No | No | No | No | No | No | No | No | No | No | No | Yes |  |  | .1.3.6.1.4.1.311.1.1.3.1 in IP-6.0
.1.3.6.1.4.1.311.1.1.3.1.10.14.3.1 | Host | Microsoft | NA | NA | IP-6.0 | Yes | No | No | Yes | Yes | No | No | No | No | No | No | No | No | No | No | No | No | No | No | Yes |  |  | .1.3.6.1.4.1.311.1.1.3.1.10.14.3.1 in IP-6.0
.1.3.6.1.4.1.3246.254.1 | Host | MiraPoint | M300 | NA | IP-6.0 | Yes | No | Yes | Yes | Yes | No | No | No | No | No | No | No | No | No | No | No | No | No | No | Yes |  |  | .1.3.6.1.4.1.3246.254.1 in IP-6.0
.1.3.6.1.4.1.449.2.1.9565 | Router | Motorola | VANGUARD 340 | NA | IP-6.0.1 | Yes | No | Yes | Yes | Yes | No | No | No | No | No | No | No | No | No | No | No | No | No | No | Yes |  |  | .1.3.6.1.4.1.449.2.1.9565 in IP-6.0.1
.1.3.6.1.4.1.449.2.1.6455 | Router | Motorola | Vanguard 6455 | NA | IP-6.0 | Yes | No | Yes | Yes | Yes | No | No | No | No | No | No | No | No | No | No | No | No | No | No | Yes |  |  | .1.3.6.1.4.1.449.2.1.6455 in IP-6.0
.1.3.6.1.4.1.629.14.1.1 | Hub | NBASE | NH1026 | NA | IP-6.0 | Yes | No | No | Yes | Yes | No | No | No | No | No | No | No | No | No | No | No | No | No | No | Yes |  |  | .1.3.6.1.4.1.629.14.1.1 in IP-6.0
.1.3.6.1.4.1.629.11.5.1 | Switch | NBASE | NH2016 | NA | IP-6.0 | Yes | Yes | No | Yes | Yes | Yes | Yes | No | No | No | No | No | No | No | No | No | No | No | No | No | No | No | .1.3.6.1.4.1.629.11.5.1 in IP-6.0
.1.3.6.1.4.1.607.1.5.1.0 | Host | NCR | MP-RAS | NA | IP-6.0 | Yes | No | No | Yes | Yes | No | No | No | No | No | No | No | No | No | No | No | No | No | No | Yes |  |  | .1.3.6.1.4.1.607.1.5.1.0 in IP-6.0
.1.3.6.1.4.1.119.1.84.1.5 | Router | NEC | IX1035 | NA | IP-6.5.2 | Yes | No | No | Yes | Yes | No | No | No | No | No | No | No | No | No | No | No | No | No | No | No |  |  | .1.3.6.1.4.1.119.1.84.1.5 in IP-6.5.2
.1.3.6.1.4.1.119.1.84.2.1 | Router | NEC | IX2010 | NA | IP-6.5.2 | Yes | No | No | Yes | Yes | No | No | No | No | No | No | No | No | No | No | No | No | No | No | No |  |  | .1.3.6.1.4.1.119.1.84.2.1 in IP-6.5.2
.1.3.6.1.4.1.119.1.84.7.1 | Router | NEC | IX3010 | NA | IP-6.5.2 | Yes | No | No | Yes | Yes | No | No | No | No | No | No | No | No | Yes | Yes | No | No | No | No | Yes |  |  | .1.3.6.1.4.1.119.1.84.7.1 in IP-6.5.2
.1.3.6.1.4.1.119.1.76.5.2 | Switch | NEC | BF210/24 | NA | IP-6.5.2 | Yes | Yes | No | Yes | Yes | No | Yes | Yes | No | No | No | No | No | No | No | No | No | No | No | No |  |  | .1.3.6.1.4.1.119.1.76.5.2 in IP-6.5.2
.1.3.6.1.4.1.119.1.3.13.4 | Switch | NEC | Bluefire 5003 | NA | IP-6.0.2 | Yes | Yes | No | Yes | Yes | Yes | Yes | No | No | No | No | No | No | No | No | No | No | No | No | No |  |  | .1.3.6.1.4.1.119.1.3.13.4 in IP-6.0.2
.1.3.6.1.4.1.119.1.3.13.1 | Switch | NEC | Bluefire 5010 ATM Switch / Router | NA | IP-6.0.2 | Yes | Yes | No | Yes | Yes | Yes | Yes | No | No | No | No | No | No | No | No | No | No | No | No | No |  |  | .1.3.6.1.4.1.119.1.3.13.1 in IP-6.0.2
.1.3.6.1.4.1.119.1.14.12 | Switch | NEC | Bluefire 8000 series 10G ATM Switch | NA | IP-6.0.2 | Yes | Yes | No | Yes | Yes | Yes | Yes | No | No | No | No | No | No | No | No | No | No | No | No | No |  |  | .1.3.6.1.4.1.119.1.14.12 in IP-6.0.2
.1.3.6.1.4.1.119.1.14.8 | Switch | NEC | Bluefire 8000 series 2.5G ATM Switch | NA | IP-6.0.2 | Yes | Yes | No | Yes | Yes | Yes | Yes | No | No | No | No | No | No | No | No | No | No | No | No | No |  |  | .1.3.6.1.4.1.119.1.14.8 in IP-6.0.2
.1.3.6.1.4.1.119.1.14.9 | Switch | NEC | NETNEX8775 | NA | IP-6.2.1 | Yes | Yes | No | Yes | Yes | Yes | Yes | No | No | No | No | No | No | No | No | No | No | No | No | No |  |  | .1.3.6.1.4.1.119.1.14.9 in IP-6.2.1
.1.3.6.1.4.1.4526.100.2.1 | Switch | Netgear | GSM7212 | NA | IP-6.5.2 | Yes | Yes | No | Yes | Yes | No | No | No | No | No | No | No | No | No | No | No | No | No | No | No | No | No | .1.3.6.1.4.1.4526.100.2.1 in IP-6.5.2
.1.3.6.1.4.1.304.2.2.19.4652 | Router | Netopia | 4652 | NA | IP-6.0.2 | Yes | No | Yes | Yes | Yes | No | No | No | No | No | No | No | No | No | No | No | No | No | No | Yes |  |  | .1.3.6.1.4.1.304.2.2.19.4652 in IP-6.0.2
.1.3.6.1.4.1.304.2.2.18 | Router | Netopia | Netopia R7200-T | NA | IP-6.0 | Yes | No | Yes | Yes | Yes | No | No | No | No | No | No | No | No | No | No | No | No | No | No | Yes |  |  | .1.3.6.1.4.1.304.2.2.18 in IP-6.0
.1.3.6.1.4.1.343.2.4.11 | Host | NetportExpress | NA | NA | IP-6.0 | Yes | No | No | Yes | Yes | No | No | No | No | No | No | No | No | No | No | No | No | No | No | Yes |  |  | .1.3.6.1.4.1.343.2.4.11 in IP-6.0
.1.3.6.1.4.1.141.1.1.4910 | Host | Netscout | 4910 | 4.3.0 | IP-7.0.3.17 | Yes | No | No | Yes | Yes | No | No | No | No | No | No | No | No | No | No | No | No | No | No | No | No | No | .1.3.6.1.4.1.141.1.1.4910 in IP-7.0.3.17
.1.3.6.1.4.1.141.1.1.9903 | Host | Netscout | 9903RET | 4.3 | IP-7.0.3.17 | No | No | No | Yes | Yes | No | No | No | No | No | No | No | No | No | No | No | No | No | No | No | No | No | .1.3.6.1.4.1.141.1.1.9903 in IP-7.0.3.17
.1.3.6.1.4.1.141.1.1.8110 | Probe | Netscout | 8110 | NA | IP-6.0 | Yes | No | No | Yes | Yes | No | No | No | No | No | No | No | No | No | No | No | No | No | No | Yes |  |  | .1.3.6.1.4.1.141.1.1.8110 in IP-6.0
.1.3.6.1.4.1.141.1.1.8221 | Probe | NetScout | 8221 | NA | IP-6.0 | Yes | No | Yes | Yes | Yes | No | No | No | Yes | No | No | No | No | No | No | No | No | No | No | Yes |  |  | .1.3.6.1.4.1.141.1.1.8221 in IP-6.0
.1.3.6.1.4.1.141.1.1.9100 | Probe | Netscout | 9100 | NA | IP-6.0 | Yes | No | No | Yes | Yes | No | No | No | Yes | No | No | No | No | No | No | No | No | No | No | Yes |  |  | .1.3.6.1.4.1.141.1.1.9100 in IP-6.0
.1.3.6.1.4.1.141.1.1.9241 | Probe | NetScout | 9112 | NA | IP-6.2.3 | Yes | No | No | Yes | Yes | No | No | No | No | No | No | No | No | No | No | No | No | No | No | Yes |  |  | .1.3.6.1.4.1.141.1.1.9241 in IP-6.2.3
.1.3.6.1.4.1.141.1.1.8241 | Probe | NetScout | 8241ET | NA | IP-6.0 | Yes | No | Yes | Yes | Yes | No | No | No | Yes | No | No | No | No | No | No | No | No | No | No | Yes |  |  | .1.3.6.1.4.1.141.1.1.8241 in IP-6.0
.1.3.6.1.4.1.141.1.1.8243 | Probe | Netscout | 8243ET | NA | IP-6.0 | Yes | No | Yes | Yes | Yes | No | No | No | Yes | No | No | No | No | No | No | No | No | No | No | Yes |  |  | .1.3.6.1.4.1.141.1.1.8243 in IP-6.0
.1.3.6.1.4.1.141.1.1.9983 | Probe | Netscout | 9983PET | 4.3 | IP-7.0.3.20 | Yes | No | No | Yes | Yes | No | No | No | No | No | No | No | No | No | No | No | No | No | No | No | No | No | .1.3.6.1.4.1.141.1.1.9983 in IP-7.0.3.20
.1.3.6.1.4.1.141.1.1.7221 | Probe | NetScout | CiscoSwitch Probe | NA | IP-6.0 | Yes | No | Yes | Yes | Yes | No | No | No | Yes | No | No | No | No | No | No | No | No | No | No | Yes |  |  | .1.3.6.1.4.1.141.1.1.7221 in IP-6.0
.1.3.6.1.4.1.141.1.1.7500 | Probe | NetScout | CiscoSwitch Probe | NA | IP-6.0 | Yes | No | Yes | Yes | Yes | No | No | No | Yes | No | No | No | No | No | No | No | No | No | No | Yes |  |  | .1.3.6.1.4.1.141.1.1.7500 in IP-6.0
.1.3.6.1.4.1.141.1.1.7302 | Probe | Netscout | CiscoSwitchProbe | NA | IP-6.0 | Yes | No | Yes | Yes | Yes | No | No | No | Yes | No | No | No | No | No | No | No | No | No | No | Yes |  |  | .1.3.6.1.4.1.141.1.1.7302 in IP-6.0
.1.3.6.1.4.1.141.1.1.8400 | Probe | Netscout | CiscoSwitchProbe | NA | IP-6.0 | Yes | No | Yes | Yes | Yes | No | No | No | Yes | No | No | No | No | No | No | No | No | No | No | Yes |  |  | .1.3.6.1.4.1.141.1.1.8400 in IP-6.0
.1.3.6.1.4.1.141.1.1.8912 | Probe | Netscout | Netscout/8912ET | NA | IP-6.0 | Yes | No | Yes | Yes | Yes | No | No | No | Yes | No | No | No | No | No | No | No | No | No | No | Yes |  |  | .1.3.6.1.4.1.141.1.1.8912 in IP-6.0
.1.3.6.1.4.1.3224.1.4 | Firewall | Netscreen | NetScreen-100 | NA | IP-6.0 | Yes | No | Yes | Yes | Yes | No | No | No | No | No | No | No | No | No | No | No | No | No | No | Yes |  |  | .1.3.6.1.4.1.3224.1.4 in IP-6.0
.1.3.6.1.4.1.3224.1.2 | Firewall | Netscreen | NetScreen-5 | NA | IP-6.0 | Yes | No | Yes | Yes | Yes | No | No | No | No | No | No | No | No | No | No | No | No | No | No | Yes |  |  | .1.3.6.1.4.1.3224.1.2 in IP-6.0
.1.3.6.1.4.1.3224.1.12 | Firewall | NetScreen | NetScreen-NS-5XP | version 5.0.0r9.0 | IP-6.5.3 | Yes | No | No | Yes | Yes | No | No | No | No | No | No | No | No | No | No | No | No | Yes | No | No | No | No | .1.3.6.1.4.1.3224.1.12 in IP-6.5.3
.1.3.6.1.4.1.789.1.1.1 | Host | NetworkAppliance | NetApp Release 5.3.4R392 | NA | IP-6.0 | Yes | No | No | Yes | Yes | No | No | No | No | No | No | No | No | No | No | No | No | No | No | Yes |  |  | .1.3.6.1.4.1.789.1.1.1 in IP-6.0
.1.3.6.1.4.1.789.2.2 | Host | NetworkAppliance | NetCache C1105 | NA | IP-6.0 | Yes | No | No | Yes | Yes | No | No | No | No | No | No | No | No | No | No | No | No | No | No | Yes |  |  | .1.3.6.1.4.1.789.2.2 in IP-6.0
.1.3.6.1.4.1.3401.2 | Host | NetworkAssociates | Sniffer Pro 3.0 | NA | IP-6.0 | Yes | No | No | Yes | Yes | No | No | No | No | No | No | No | No | No | No | No | No | No | No | Yes |  |  | .1.3.6.1.4.1.3401.2 in IP-6.0
.1.3.6.1.4.1.110.3.1.1.2.1 | Probe | NetworkGeneral | Sniffer | NA | IP-6.0 | Yes | No | No | Yes | Yes | No | No | No | No | No | No | No | No | No | No | No | No | No | No | Yes |  |  | .1.3.6.1.4.1.110.3.1.1.2.1 in IP-6.0
.1.3.6.1.4.1.94.1.21.2.1.10 | Firewall | Nokia | IP110 | NA | IP-6.0 | Yes | No | Yes | Yes | Yes | No | No | No | No | No | No | No | No | No | No | No | No | No | No | Yes |  |  | .1.3.6.1.4.1.94.1.21.2.1.10 in IP-6.0
.1.3.6.1.4.1.94.1.21.2.1.137 | Firewall | Nokia | IP380 | NA | IP-6.5.2 | Yes | No | No | Yes | Yes | No | No | No | No | No | No | No | No | Yes | Yes | Yes | No | Yes | No | Yes |  |  | .1.3.6.1.4.1.94.1.21.2.1.137 in IP-6.5.2
.1.3.6.1.4.1.94.1.21.2.1.5 | Firewall | Nokia | IP440 | NA | IP-6.0 | Yes | No | Yes | Yes | Yes | No | No | No | No | No | No | No | No | No | No | No | No | Yes | Yes | Yes | Yes | Yes | .1.3.6.1.4.1.94.1.21.2.1.5 in IP-6.0
.1.3.6.1.4.1.94.1.21.2.1.143 | Firewall | NOKIA | IPSO IP2255A | BUILD096 releng 1515 12.05.2008-053151 i386 | IP-7.0.3.21 | Yes | No | No | Yes | Yes | No | No | No | No | No | No | No | No | No | No | No | No | No | No | No | No | No | .1.3.6.1.4.1.94.1.21.2.1.143 in IP-7.0.3.21
.1.3.6.1.4.1.94.1.33 | Host | Nokia | Nokia WAP Server | NA | IP-6.0 | Yes | No | No | Yes | Yes | No | No | No | No | No | No | No | No | No | No | No | No | No | No | Yes |  |  | .1.3.6.1.4.1.94.1.33 in IP-6.0
.1.3.6.1.4.1.562.4.2.2 | Host | Nortel | DMS Supernode | NA | IP-6.0 | Yes | No | No | Yes | Yes | No | No | No | No | No | No | No | No | No | No | No | No | No | No | Yes |  |  | .1.3.6.1.4.1.562.4.2.2 in IP-6.0
.1.3.6.1.4.1.562.37.1.4 | Host | Nortel | Survivable Remote Gateway (SRG) | SRGe (with Ethernet Router) HW: 07.01 SW: 1.00.2.04.j (c) Nortel Networks | IP-7.0.1 | Yes | No | No | Yes | Yes | No | No | No | No | No | No | No | No | No | No | No | No | Yes | Yes | No |  |  | .1.3.6.1.4.1.562.37.1.4 in IP-7.0.1
.1.3.6.1.4.1.562.37.1.8 | Host | Nortel | Survivable Remote Gateway (SRG) | NA | IP-7.0.3.15 | Yes | No | No | Yes | Yes | No | No | No | No | No | No | No | No | No | No | No | No | Yes | Yes | No |  |  | .1.3.6.1.4.1.562.37.1.8 in IP-7.0.3.15
.1.3.6.1.4.1.2505.1700 | Router | Nortel | 1700 | NA | IP-6.5.2 | Yes | No | No | Yes | Yes | No | No | No | No | No | No | No | No | No | No | No | No | Yes | No | No |  |  | .1.3.6.1.4.1.2505.1700 in IP-6.5.2
.1.3.6.1.4.1.562.37.1.1 | Router | Nortel | Business Communications Manager 2.5 | NA | IP-6.2.3 | Yes | No | Yes | Yes | Yes | No | No | No | No | No | No | No | No | No | No | No | No | No | No | Yes |  |  | .1.3.6.1.4.1.562.37.1.1 in IP-6.2.3
.1.3.6.1.4.1.562.36.1.3 | Router | Nortel | Carrier Passport | NA | IP-6.0 | Yes | No | Yes | Yes | Yes | No | No | No | No | No | No | No | No | No | No | No | No | No | No | Yes |  |  | .1.3.6.1.4.1.562.36.1.3 in IP-6.0
.1.3.6.1.4.1.541.2.0 | Router | Nortel | CLAM | NA | IP-6.0 | Yes | No | Yes | Yes | Yes | No | No | No | No | No | No | No | No | No | No | No | No | No | No | Yes |  |  | .1.3.6.1.4.1.541.2.0 in IP-6.0
.1.3.6.1.4.1.2505.10 | Router | Nortel | Contivity | NA | IP-6.0 | Yes | No | Yes | Yes | Yes | No | No | No | No | No | No | No | No | No | No | No | No | No | No | Yes |  |  | .1.3.6.1.4.1.2505.10 in IP-6.0
.1.3.6.1.4.1.2505.4 | Router | Nortel | Contivity | NA | IP-6.0 | Yes | No | Yes | Yes | Yes | No | No | No | No | No | No | No | No | No | No | No | No | No | No | Yes |  |  | .1.3.6.1.4.1.2505.4 in IP-6.0
.1.3.6.1.4.1.2505.5 | Router | Nortel | Contivity | NA | IP-6.0 | Yes | No | Yes | Yes | Yes | No | No | No | No | No | No | No | No | No | No | No | No | No | No | Yes |  |  | .1.3.6.1.4.1.2505.5 in IP-6.0
.1.3.6.1.4.1.2505.6 | Router | Nortel | Contivity | NA | IP-6.0 | Yes | No | Yes | Yes | Yes | No | No | No | No | No | No | No | No | No | No | No | No | No | No | Yes |  |  | .1.3.6.1.4.1.2505.6 in IP-6.0
.1.3.6.1.4.1.2505.8 | Router | Nortel | Contivity | NA | IP-6.0 | Yes | No | Yes | Yes | Yes | No | No | No | No | No | No | No | No | No | No | No | No | No | No | Yes |  |  | .1.3.6.1.4.1.2505.8 in IP-6.0
.1.3.6.1.4.1.2505.7 | Router | Nortel | Contivity 1600 | NA | IP-6.2.3 | Yes | No | Yes | Yes | Yes | No | No | No | No | No | No | No | No | No | No | No | No | No | No | Yes |  |  | .1.3.6.1.4.1.2505.7 in IP-6.2.3
.1.3.6.1.4.1.2505.600 | Router | Nortel | Contivity 600 | NA | IP-6.2.3 | Yes | No | Yes | Yes | Yes | No | No | No | No | No | No | No | No | No | No | No | No | No | No | Yes |  |  | .1.3.6.1.4.1.2505.600 in IP-6.2.3
.1.3.6.1.4.1.2505.13 | Router | Nortel | Contivity Extranet Switch V04_06.120 | NA | IP-6.0.1 | Yes | No | Yes | Yes | Yes | No | No | No | No | No | No | No | No | No | No | No | No | No | No | Yes |  |  | .1.3.6.1.4.1.2505.13 in IP-6.0.1
.1.3.6.1.4.1.2505.12 | Router | Nortel | Contivity Extranet Switch V04_07.021 | NA | IP-6.0.1 | Yes | No | Yes | Yes | Yes | No | No | No | No | No | No | No | No | No | No | No | No | No | No | Yes |  |  | .1.3.6.1.4.1.2505.12 in IP-6.0.1
.1.3.6.1.4.1.2505.1010 | Router | Nortel | Contivity VPN 1010 | NA | IP-6.5.2 | Yes | No | No | Yes | Yes | No | No | No | Yes | No | No | No | No | No | No | No | No | Yes | No | No |  |  | .1.3.6.1.4.1.2505.1010 in IP-6.5.2
.1.3.6.1.4.1.2505.1100 | Router | Nortel | Contivity VPN 1100 | NA | IP-6.5.2 | Yes | No | No | Yes | Yes | No | No | No | Yes | No | No | No | No | No | No | No | No | Yes | No | No |  |  | .1.3.6.1.4.1.2505.1100 in IP-6.5.2
.1.3.6.1.4.1.2505.9 | Router | Nortel | Contivity VPN 4600 | NA | IP-6.0 | Yes | No | Yes | Yes | Yes | No | No | No | No | No | No | No | No | No | No | No | No | No | No | Yes |  |  | .1.3.6.1.4.1.2505.9 in IP-6.0
.1.3.6.1.4.1.541.2 | Router | Nortel | MARLIN | NA | IP-6.0 | Yes | No | Yes | Yes | Yes | No | No | No | No | No | No | No | No | No | No | No | No | No | No | Yes |  |  | .1.3.6.1.4.1.541.2 in IP-6.0
.1.3.6.1.4.1.3199.10.1 | Router | Nortel | Shasta 5000 | NA | IP-6.0 | Yes | No | Yes | Yes | Yes | No | No | No | No | No | No | No | No | No | No | No | No | No | No | Yes |  |  | .1.3.6.1.4.1.3199.10.1 in IP-6.0
.1.3.6.1.4.1.562.73.2.2.3.1 | Router | Nortel | SR 1001 | Boot Version = J1100_031805 | IP-6.5.3 | Yes | No | No | Yes | Yes | No | No | No | No | No | No | No | No | Yes | No | Yes | No | No | No | Yes |  |  | .1.3.6.1.4.1.562.73.2.2.3.1 in IP-6.5.3
.1.3.6.1.4.1.562.73.2.2.3.2 | Router | Nortel | SR 1002 | Boot Version = T1k031605 | IP-6.5.3 | Yes | No | No | Yes | Yes | No | No | No | No | No | No | No | No | Yes | No | Yes | No | No | No | Yes |  |  | .1.3.6.1.4.1.562.73.2.2.3.2 in IP-6.5.3
.1.3.6.1.4.1.562.73.2.2.3.3 | Router | Nortel | SR 1004 | Boot Version = T1k031605 | IP-6.5.3 | Yes | No | No | Yes | Yes | No | No | No | No | No | No | No | No | Yes | No | Yes | No | No | No | Yes |  |  | .1.3.6.1.4.1.562.73.2.2.3.3 in IP-6.5.3
.1.3.6.1.4.1.562.73.2.2.3.5 | Router | Nortel | SR 1004E | Boot Version = T1k031605 | IP-6.5.3 | Yes | No | No | Yes | Yes | No | No | No | No | No | No | No | No | Yes | No | Yes | No | No | No | Yes |  |  | .1.3.6.1.4.1.562.73.2.2.3.5 in IP-6.5.3
.1.3.6.1.4.1.1872.1.13.1.1 | Switch | Nortel | 2424 | NA | IP-6.2.2 | Yes | Yes | No | Yes | Yes | Yes | Yes | No | No | No | No | No | No | No | No | No | No | No | No | No |  |  | .1.3.6.1.4.1.1872.1.13.1.1 in IP-6.2.2
.1.3.6.1.4.1.2272.7 | Switch | Nortel | Accelar 1150 | NA | IP-6.0 | No | Yes | Yes | Yes | Yes | No | Yes | Yes | Yes | No | No | No | No | No | No | No | No | No | No | Yes |  |  | .1.3.6.1.4.1.2272.7 in IP-6.0
.1.3.6.1.4.1.1872.1.10 | Switch | Nortel | ACEdirector 4 | NA | IP-6.0 | Yes | Yes | No | Yes | Yes | Yes | Yes | No | No | No | No | No | No | No | No | No | No | No | No | No |  |  | .1.3.6.1.4.1.1872.1.10 in IP-6.0
.1.3.6.1.4.1.1872.1.9 | Switch | Nortel | ACEswitch 184 | NA | IP-6.0 | Yes | Yes | No | Yes | Yes | Yes | Yes | No | No | No | No | No | No | No | No | No | No | No | No | No |  |  | .1.3.6.1.4.1.1872.1.9 in IP-6.0
.1.3.6.1.4.1.45.3.61.1 | Switch | Nortel | BayStack 325-24T | SW:v3.6.0.01 | IP-6.5.3 | No | Yes | No | Yes | Yes | Yes | Yes | Yes | Yes | No | No | No | No | Yes | Yes | No | No | No | No | Yes |  |  | .1.3.6.1.4.1.45.3.61.1 in IP-6.5.3
.1.3.6.1.4.1.45.3.43.1 | Switch | Nortel | BayStack 420 | NA | IP-6.0 | Yes | Yes | Yes | Yes | Yes | Yes | Yes | Yes | Yes | No | No | No | No | No | No | No | No | No | No | Yes |  |  | .1.3.6.1.4.1.45.3.43.1 in IP-6.0
.1.3.6.1.4.1.45.3.64.1 | Switch | Nortel | Baystack 470-48T | HW:01 FW:3.6.0.6 SW:v3.6.2.04 | IP-6.5.3 | No | Yes | No | Yes | Yes | Yes | Yes | Yes | Yes | No | No | No | No | Yes | Yes | No | No | No | No | Yes |  |  | .1.3.6.1.4.1.45.3.64.1 in IP-6.5.3
.1.3.6.1.4.1.2637.1.2.1.1 | Switch | Nortel | CVX-1800 | NA | IP-6.0 | Yes | No | Yes | Yes | Yes | Yes | Yes | No | No | No | No | No | No | No | No | No | No | No | No | Yes |  |  | .1.3.6.1.4.1.2637.1.2.1.1 in IP-6.0
.1.3.6.1.4.1.2865.1 | Switch | Nortel | OPTera Metro 5000 | NA | IP-6.0.2 | Yes | No | No | Yes | Yes | Yes | Yes | No | No | No | No | No | No | No | No | No | No | No | No | Yes |  |  | .1.3.6.1.4.1.2865.1 in IP-6.0.2
.1.3.6.1.4.1.2272.33 | Switch | Nortel | Passport 8106 | NA | IP-6.0 | No | Yes | Yes | Yes | Yes | No | Yes | Yes | Yes | No | No | No | No | No | No | No | No | No | No | Yes |  |  | .1.3.6.1.4.1.2272.33 in IP-6.0
.1.3.6.1.4.1.1727.1.2.1 | Host | Novell | NA | NA | IP-6.0 | Yes | No | No | Yes | Yes | No | No | No | No | No | No | No | No | No | No | No | No | No | No | Yes |  |  | .1.3.6.1.4.1.1727.1.2.1 in IP-6.0
.1.3.6.1.4.1.23.1.13.2 | Host | Novell | NA | NA | IP-6.0 | Yes | No | No | Yes | Yes | No | No | No | No | No | No | No | No | No | No | No | No | No | No | Yes |  |  | .1.3.6.1.4.1.23.1.13.2 in IP-6.0
.1.3.6.1.4.1.10.2.1.3 | Router | NSC | NA | NA | IP-6.0 | Yes | No | Yes | Yes | Yes | No | No | No | No | No | No | No | No | No | No | No | No | No | No | Yes |  |  | .1.3.6.1.4.1.10.2.1.3 in IP-6.0
.1.3.6.1.4.1.1550.1 | Host | Nuera | F200 | NA | IP-6.2.2 | Yes | No | No | Yes | Yes | No | No | No | No | No | No | No | No | No | No | No | No | No | No | Yes |  |  | .1.3.6.1.4.1.1550.1 in IP-6.2.2
.1.3.6.1.4.1.3052.40 | Host | Omnitronix | SL10 | NA | IP-6.2.2 | Yes | No | No | Yes | Yes | No | No | No | No | No | No | No | No | No | No | No | No | No | No | Yes |  |  | .1.3.6.1.4.1.3052.40 in IP-6.2.2
.1.3.6.1.4.1.7950.1.1.7 | Router | Overture | ISG45 | ISG45 | IP-7.0.2 | Yes | No | No | Yes | Yes | No | No | No | Yes | No | No | No | No | No | No | No | No | No | No | No |  |  | .1.3.6.1.4.1.7950.1.1.7 in IP-7.0.2
.1.3.6.1.4.1.7950.1.1.8 | Router | Overture | ISG45+ | ISG45Plus | IP-7.0.2 | Yes | No | No | Yes | Yes | No | No | No | No | No | No | No | No | No | No | No | No | No | No | No |  |  | .1.3.6.1.4.1.7950.1.1.8 in IP-7.0.2
.1.3.6.1.4.1.7950.1.1.2.0 | Router | Overture | ISG5000 | ISG5000 | IP-7.0.2 | Yes | No | No | Yes | Yes | No | No | No | Yes | No | No | No | No | No | No | No | No | No | No | No |  |  | .1.3.6.1.4.1.7950.1.1.2.0 in IP-7.0.2
.1.3.6.1.4.1.7950.1.1.6.0 | Switch | Overture | ISG2200 | ISG2200 | IP-7.0.2 | Yes | Yes | No | Yes | Yes | No | No | No | Yes | No | No | No | No | No | No | No | No | No | No | No |  |  | .1.3.6.1.4.1.7950.1.1.6.0 in IP-7.0.2
.1.3.6.1.4.1.7950.1.1.11.0 | Switch | Overture | ISG5100 | ISG5100 | IP-7.0.2 | Yes | Yes | No | Yes | Yes | No | No | No | Yes | No | No | No | No | No | No | No | No | No | No | No |  |  | .1.3.6.1.4.1.7950.1.1.11.0 in IP-7.0.2
.1.3.6.1.4.1.2334.1.1.4 | Probe | Packeteer | PacketShaper 5.3.0 | NA | IP-6.0.2 | Yes | No | No | Yes | Yes | No | No | No | No | No | No | No | No | No | No | No | No | No | No | Yes |  |  | .1.3.6.1.4.1.2334.1.1.4 in IP-6.0.2
.1.3.6.1.4.1.2334.1.1.7 | Probe | Packeteer | App Vantage | NA | IP-6.0 | Yes | No | No | Yes | Yes | No | No | No | No | No | No | No | No | No | No | No | No | No | No | Yes |  |  | .1.3.6.1.4.1.2334.1.1.7 in IP-6.0
.1.3.6.1.4.1.2334.1.1.8 | Probe | Packeteer | Appvantage | NA | IP-6.0 | Yes | No | No | Yes | Yes | No | No | No | No | No | No | No | No | No | No | No | No | No | No | Yes |  |  | .1.3.6.1.4.1.2334.1.1.8 in IP-6.0
.1.3.6.1.4.1.2334.1.1.5 | Probe | Packeteer | PacketShaper 4.1.2 | NA | IP-6.0 | Yes | No | No | Yes | Yes | No | No | No | No | No | No | No | No | No | No | No | No | No | No | Yes |  |  | .1.3.6.1.4.1.2334.1.1.5 in IP-6.0
.1.3.6.1.4.1.2334.1.1.12 | Probe | Packeteer | PacketShaper 6.0.2 | NA | IP-6.2.3 | Yes | Yes | No | Yes | Yes | No | No | No | No | No | No | No | No | No | No | No | No | No | No | No |  |  | .1.3.6.1.4.1.2334.1.1.12 in IP-6.2.3
.1.3.6.1.4.1.2334.1.1.19 | Probe | Packeteer | PacketShaper 3500 | NA | IP-7.0.2 | Yes | No | No | Yes | Yes | No | No | No | No | No | No | No | No | No | No | No | No | No | No | No |  |  | .1.3.6.1.4.1.2334.1.1.19 in IP-7.0.2
.1.3.6.1.4.1.1795.1.14.2.5.2.2 | Host | PARADYNE | T1 DSU/CSU | NA | IP-6.2.2 | Yes | No | No | Yes | Yes | No | No | No | No | No | No | No | No | No | No | No | No | No | No | Yes |  |  | .1.3.6.1.4.1.1795.1.14.2.5.2.2 in IP-6.2.2
.1.3.6.1.4.1.1795.1.14.2.2.1 | Probe | Paradyne | 3160 | NA | IP-6.0.2 | Yes | No | No | Yes | Yes | No | No | No | No | No | No | No | No | No | No | No | No | No | No | Yes |  |  | .1.3.6.1.4.1.1795.1.14.2.2.1 in IP-6.0.2
.1.3.6.1.4.1.1795.1.14.2.4.1.8 | Probe | Paradyne | DDS SLV Model 9624-OS | NA | IP-6.0.2 | Yes | No | No | Yes | Yes | No | No | No | No | No | No | No | No | No | No | No | No | No | No | Yes |  |  | .1.3.6.1.4.1.1795.1.14.2.4.1.8 in IP-6.0.2
.1.3.6.1.4.1.1795.1.14.2.4.1.6 | Probe | Paradyne | DDS SLV Model 9626 | NA | IP-6.0.2 | Yes | No | No | Yes | Yes | No | No | No | No | No | No | No | No | No | No | No | No | No | No | Yes |  |  | .1.3.6.1.4.1.1795.1.14.2.4.1.6 in IP-6.0.2
.1.3.6.1.4.1.1795.1.14.2.4.12.1.1 | Probe | Paradyne | T1 DSU/CSU Model 7123 | NA | IP-6.0.2 | Yes | No | No | Yes | Yes | No | No | No | No | No | No | No | No | No | No | No | No | No | No | Yes |  |  | .1.3.6.1.4.1.1795.1.14.2.4.12.1.1 in IP-6.0.2
.1.3.6.1.4.1.1795.1.14.2.4.4.11.1 | Probe | Paradyne | T1 FLEX Model 9123-C | NA | IP-6.0.2 | Yes | No | No | Yes | Yes | No | No | No | No | No | No | No | No | No | No | No | No | No | No | Yes |  |  | .1.3.6.1.4.1.1795.1.14.2.4.4.11.1 in IP-6.0.2
.1.3.6.1.4.1.1795.1.14.2.4.4.11.2 | Probe | Paradyne | T1 FLEX Model 9123-SLV | NA | IP-6.0.2 | Yes | No | No | Yes | Yes | No | No | No | No | No | No | No | No | No | No | No | No | No | No | Yes |  |  | .1.3.6.1.4.1.1795.1.14.2.4.4.11.2 in IP-6.0.2
.1.3.6.1.4.1.1795.1.14.2.4.4.5 | Probe | Paradyne | T1 SLV Model 9124 | NA | IP-6.0.2 | Yes | No | No | Yes | Yes | No | No | No | No | No | No | No | No | No | No | No | No | No | No | Yes |  |  | .1.3.6.1.4.1.1795.1.14.2.4.4.5 in IP-6.0.2
.1.3.6.1.4.1.1795.1.14.2.4.4.9 | Probe | Paradyne | T1 SLV Model 9124-II | NA | IP-6.0.2 | Yes | No | No | Yes | Yes | No | No | No | No | No | No | No | No | No | No | No | No | No | No | Yes |  |  | .1.3.6.1.4.1.1795.1.14.2.4.4.9 in IP-6.0.2
.1.3.6.1.4.1.1795.1.14.2.4.4.12 | Probe | Paradyne | T1 SLV Model 9124-OS | NA | IP-6.0.2 | Yes | No | No | Yes | Yes | No | No | No | No | No | No | No | No | No | No | No | No | No | No | Yes |  |  | .1.3.6.1.4.1.1795.1.14.2.4.4.12 in IP-6.0.2
.1.3.6.1.4.1.1795.1.14.2.4.4.7 | Probe | Paradyne | T1 SLV Model 9126-IISLV | NA | IP-6.0.2 | Yes | No | No | Yes | Yes | No | No | No | No | No | No | No | No | No | No | No | No | No | No | Yes |  |  | .1.3.6.1.4.1.1795.1.14.2.4.4.7 in IP-6.0.2
.1.3.6.1.4.1.1795.1.14.2.4.4.8 | Probe | Paradyne | T1 SLV Model 9128-II | NA | IP-6.0.2 | Yes | No | No | Yes | Yes | No | No | No | No | No | No | No | No | No | No | No | No | No | No | Yes |  |  | .1.3.6.1.4.1.1795.1.14.2.4.4.8 in IP-6.0.2
.1.3.6.1.4.1.1795.1.14.17.1.3 | Router | PARADYNE | GranDSLAM-4200 | NA | IP-6.5.2 | Yes | No | No | Yes | Yes | No | No | No | No | No | No | No | No | No | No | No | No | No | No | No |  |  | .1.3.6.1.4.1.1795.1.14.17.1.3 in IP-6.5.2
.1.3.6.1.4.1.1795.1.14.2.4.11.5.1 | Router | Paradyne | iMarc 9123 | NA | IP-6.2.2 | Yes | No | No | Yes | Yes | No | No | No | No | No | No | No | No | No | No | No | No | No | No | No |  |  | .1.3.6.1.4.1.1795.1.14.2.4.11.5.1 in IP-6.2.2
.1.3.6.1.4.1.5655.1.2 | Probe | P-Cube | SE1000 | NA | IP-6.0 | Yes | No | Yes | Yes | Yes | No | No | No | No | No | No | No | No | No | No | No | No | No | No | Yes |  |  | .1.3.6.1.4.1.5655.1.2 in IP-6.0
.1.3.6.1.4.1.441 | TerminalServer | Perle | Iolan+ Terminal Server | NA | IP-6.0 | Yes | No | No | Yes | Yes | No | No | No | No | No | No | No | No | No | No | No | No | No | No | Yes |  |  | .1.3.6.1.4.1.441 in IP-6.0
.1.3.6.1.4.1.7428.1.1.1.2 | Host | PowerDsine | PoE PD-6506 | BOOT Ver=1.05 | IP-6.5.3 | Yes | No | No | Yes | Yes | No | No | No | No | No | No | No | No | No | No | No | No | No | No | No |  |  | .1.3.6.1.4.1.7428.1.1.1.2 in IP-6.5.3
.1.3.6.1.4.1.7428.1.1.1.4 | Host | PowerDsine | PoE PD-6512 | BOOT Ver=1.05 | IP-6.5.3 | Yes | No | No | Yes | Yes | No | No | No | No | No | No | No | No | No | No | No | No | No | No | No |  |  | .1.3.6.1.4.1.7428.1.1.1.4 in IP-6.5.3
.1.3.6.1.4.1.7428.1.1.1.6 | Host | PowerDsine | PoE PD-6524 | BOOT Ver=1.05 | IP-6.5.3 | Yes | No | No | Yes | Yes | No | No | No | No | No | No | No | No | No | No | No | No | No | No | No |  |  | .1.3.6.1.4.1.7428.1.1.1.6 in IP-6.5.3
.1.3.6.1.4.1.534.2.5.1 | Host | Powerware | ConnectUPS Adapter | NA | IP-6.0 | Yes | No | No | Yes | Yes | No | No | No | No | No | No | No | No | No | No | No | No | No | No | Yes |  |  | .1.3.6.1.4.1.534.2.5.1 in IP-6.0
.1.3.6.1.4.1.6664.10.2.2 | Host | Precidia | Ether3201-202 | NA | IP-6.2.1 | Yes | No | No | Yes | Yes | No | No | No | No | No | No | No | No | No | No | No | No | No | No | Yes |  |  | .1.3.6.1.4.1.6664.10.2.2 in IP-6.2.1
.1.3.6.1.4.1.11898.2.4.11 | Bridge | Proxim Inc. | AP-2500 | NA | IP-6.0.2 | Yes | Yes | No | Yes | Yes | Yes | Yes | No | No | No | No | No | No | No | No | No | No | No | No | No |  |  | .1.3.6.1.4.1.11898.2.4.11 in IP-6.0.2
.1.3.6.1.4.1.841.1 | Bridge | Proxim Inc. | NA | NA | IP-6.0 | Yes | Yes | No | Yes | Yes | Yes | Yes | No | No | No | No | No | No | No | No | No | No | No | No | No |  |  | .1.3.6.1.4.1.841.1 in IP-6.0
.1.3.6.1.4.1.480 | Host | QMS-Inc. | QMS 3225 Print System | NA | IP-6.0 | Yes | No | No | Yes | Yes | No | No | No | No | No | No | No | No | No | No | No | No | No | No | Yes |  |  | .1.3.6.1.4.1.480 in IP-6.0
.1.3.6.1.4.1.300.102 | Host | Quickeagle | DL3800 | NA | IP-6.0 | Yes | No | No | Yes | Yes | No | No | No | No | No | No | No | No | No | No | No | No | No | No | Yes |  |  | .1.3.6.1.4.1.300.102 in IP-6.0
.1.3.6.1.4.1.124.300.1.1 | Host | Racal Datacomm | CSU/DSU for ISX5311 | NA | IP-6.0 | Yes | No | No | Yes | Yes | No | No | No | No | No | No | No | No | No | No | No | No | No | No | Yes |  |  | .1.3.6.1.4.1.124.300.1.1 in IP-6.0
.1.3.6.1.4.1.164.6.1.3.82 | Router | RAD | IP-mux1 | NA | IP-6.0 | Yes | No | No | Yes | Yes | No | No | No | No | No | No | No | No | No | No | No | No | No | No | No |  |  | .1.3.6.1.4.1.164.6.1.3.82 in IP-6.0
.1.3.6.1.4.1.164.6.1.3.83 | Router | RAD | IP-mux16 | NA | IP-6.0 | Yes | No | No | Yes | Yes | No | No | No | No | No | No | No | No | No | No | No | No | No | No | No |  |  | .1.3.6.1.4.1.164.6.1.3.83 in IP-6.0
.1.3.6.1.4.1.164.6.1.3.49 | Router | RAD | unknown | NA | IP-6.2.2 | Yes | No | No | Yes | Yes | No | No | No | No | No | No | No | No | No | No | No | No | No | No | No |  |  | .1.3.6.1.4.1.164.6.1.3.49 in IP-6.2.2
.1.3.6.1.4.1.89.1.1.62.6 | Switch | Radware | Fireproof | NA | IP-6.0 | Yes | Yes | No | Yes | Yes | Yes | Yes | No | No | No | No | No | No | No | No | No | No | No | No | No |  |  | .1.3.6.1.4.1.89.1.1.62.6 in IP-6.0
.1.3.6.1.4.1.1958.2.9 | Router | RedCreek | Ravlin 7150 | NA | IP-6.5.2 | Yes | No | No | Yes | Yes | No | No | No | No | No | No | No | No | No | No | No | No | No | No | No |  |  | .1.3.6.1.4.1.1958.2.9 in IP-6.5.2
.1.3.6.1.4.1.1958.2.4 | Router | RedCreek | Ravlin 10 | NA | IP-6.5.2 | Yes | No | No | Yes | Yes | No | No | No | No | No | No | No | No | No | No | No | No | No | No | No |  |  | .1.3.6.1.4.1.1958.2.4 in IP-6.5.2
.1.3.6.1.4.1.1958.2.11 | Router | RedCreek | Ravlin 5300 | NA | IP-6.5.2 | Yes | No | No | Yes | Yes | No | No | No | No | No | No | No | No | No | No | No | No | No | No | No |  |  | .1.3.6.1.4.1.1958.2.11 in IP-6.5.2
.1.3.6.1.4.1.9816 | Router | Riverhead | Linux Riverhead2 | NA | IP-6.2.2 | Yes | No | Yes | Yes | Yes | No | No | No | No | No | No | No | No | No | No | No | No | No | No | Yes |  |  | .1.3.6.1.4.1.9816 in IP-6.2.2
.1.3.6.1.4.1.285.9.26 | Switch | Riverstone Networks | RS8600 | NA | IP-6.0 | Yes | Yes | No | Yes | Yes | Yes | Yes | No | No | No | No | No | No | No | No | No | No | No | No | No |  |  | .1.3.6.1.4.1.285.9.26 in IP-6.0
.1.3.6.1.4.1.11610.1.4.1 | Switch | Sandvine | PTS8210 | NA | IP-7.0.3 | Yes | Yes | No | Yes | Yes | No | No | No | No | No | No | No | No | No | No | No | No | no | Yes | Yes |  |  | .1.3.6.1.4.1.11610.1.4.1 in IP-7.0.3
.1.3.6.1.4.1.397.1.38 | Router | Satelcom | MegaBOX-E | NA | IP-6.2.2 | Yes | No | Yes | Yes | Yes | No | No | No | No | No | No | No | No | No | No | No | No | No | No | Yes |  |  | .1.3.6.1.4.1.397.1.38 in IP-6.2.2
.1.3.6.1.4.1.397.1.31 | Router | Satelcom | MegaPAC-E | NA | IP-6.2.2 | Yes | No | Yes | Yes | Yes | No | No | No | No | No | No | No | No | No | No | No | No | No | No | Yes |  |  | .1.3.6.1.4.1.397.1.31 in IP-6.2.2
.1.3.6.1.4.1.32.1.2.0.0 | Host | SCO | NA | NA | IP-6.0 | Yes | No | No | Yes | Yes | No | No | No | No | No | No | No | No | No | No | No | No | No | No | Yes |  |  | .1.3.6.1.4.1.32.1.2.0.0 in IP-6.0
.1.3.6.1.4.1.1718.2 | Host | ServerTech | MSSLite | NA | IP-6.5.2 | Yes | No | No | Yes | Yes | No | No | No | No | No | No | No | No | No | No | No | No | No | No | No |  |  | .1.3.6.1.4.1.1718.2 in IP-6.5.2
.1.3.6.1.4.1.166.2.8 | Switch | Shiva | LanRover Access | NA | IP-6.0 | Yes | No | No | Yes | Yes | Yes | Yes | No | No | No | No | No | No | No | No | No | No | No | No | Yes |  |  | .1.3.6.1.4.1.166.2.8 in IP-6.0
.1.3.6.1.4.1.166.2.3 | Switch | Shiva | LanRover/E Plus | NA | IP-6.0 | Yes | No | No | Yes | Yes | Yes | Yes | No | No | No | No | No | No | No | No | No | No | No | No | Yes |  |  | .1.3.6.1.4.1.166.2.3 in IP-6.0
.1.3.6.1.4.1.231.7.1.2.2.1.101.1.1 | Bridge | Siemens | SURPASS hiX 5635 | NOS | IP-7.0.3.17 | Yes | No | No | Yes | Yes | No | No | No | No | No | No | No | No | No | No | No | No | No | No | No |  |  | .1.3.6.1.4.1.231.7.1.2.2.1.101.1.1 in IP-7.0.3.17
.1.3.6.1.4.1.231.7.1.5.2.1 | Router | Siemens | Attane i210 | NA | IP-6.0 | Yes | No | Yes | Yes | Yes | No | No | No | No | No | No | No | No | No | No | No | No | No | No | Yes |  |  | .1.3.6.1.4.1.231.7.1.5.2.1 in IP-6.0
.1.3.6.1.4.1.1548.5930.0 | Router | Siemens | Efficient 5930 DMT Router v6.1.001 | NA | IP-6.0.2 | Yes | No | No | Yes | Yes | No | No | No | No | No | No | No | No | No | No | No | No | No | No | Yes |  |  | .1.3.6.1.4.1.1548.5930.0 in IP-6.0.2
.1.3.6.1.4.1.763.3 | Router | Siemens | SpeedStream 5200 | NA | IP-6.0.2 | Yes | No | Yes | Yes | Yes | No | No | No | No | No | No | No | No | No | No | No | No | No | No | Yes |  |  | .1.3.6.1.4.1.763.3 in IP-6.0.2
.1.3.6.1.4.1.2302 | Host | Sitara | QoS Works | NA | IP-6.2.1 | Yes | No | Yes | Yes | Yes | No | No | No | No | No | No | No | No | No | No | No | No | No | No | Yes |  |  | .1.3.6.1.4.1.2302 in IP-6.2.1
.1.3.6.1.4.1.202.20.31 | Switch | SMC | SMC 8648T | NA | IP-6.2.3 | Yes | Yes | No | Yes | Yes | Yes | Yes | Yes | No | No | No | No | No | No | No | No | No | No | No | No |  |  | .1.3.6.1.4.1.202.20.31 in IP-6.2.3
.1.3.6.1.4.1.202.20.37 | Switch | SMC | SMC 8648T | NA | IP-6.5.2 | Yes | Yes | No | Yes | Yes | No | Yes | Yes | No | No | No | No | No | No | No | No | No | No | No | No |  |  | .1.3.6.1.4.1.202.20.37 in IP-6.5.2
.1.3.6.1.4.1.99.1.1.3.11 | Host | SNMPResearch | NA | NA | IP-6.0 | Yes | No | No | Yes | Yes | No | No | No | No | No | No | No | No | No | No | No | No | No | No | Yes |  |  | .1.3.6.1.4.1.99.1.1.3.11 in IP-6.0
.1.3.6.1.4.1.667.2.1 | TerminalServer | Specialix | Jetstream 8500 | NA | IP-6.0 | Yes | No | No | Yes | Yes | No | No | No | No | No | No | No | No | No | No | No | No | No | No | Yes |  |  | .1.3.6.1.4.1.667.2.1 in IP-6.0
.1.3.6.1.4.1.397.1.18 | Router | Stalecom | Megapac | NA | IP-6.0 | Yes | No | Yes | Yes | Yes | No | No | No | No | No | No | No | No | No | No | No | No | No | No | Yes |  |  | .1.3.6.1.4.1.397.1.18 in IP-6.0
.1.3.6.1.4.1.191.1.32 | Host | SUN | NA | NA | IP-6.5.2 | Yes | No | No | Yes | Yes | No | No | No | No | No | No | No | No | No | No | No | No | Yes | Yes | Yes |  |  | .1.3.6.1.4.1.191.1.32 in IP-6.5.2
.1.3.6.1.4.1.42.2.70 | Host | Sun | SunFire | NA | IP-6.0 | Yes | No | No | Yes | Yes | No | No | No | No | No | No | No | No | No | No | No | No | No | No | Yes |  |  | .1.3.6.1.4.1.42.2.70 in IP-6.0
.1.3.6.1.4.1.42.1.2.1.1 | Host | Sun | T300 | NA | IP-6.0 | Yes | No | No | Yes | Yes | No | No | No | No | No | No | No | No | No | No | No | No | No | No | Yes |  |  | .1.3.6.1.4.1.42.1.2.1.1 in IP-6.0
.1.3.6.1.4.1.1919.1.1 | Probe | Sun | SUN SPARCstation Solaris2 | NA | IP-6.0 | Yes | No | No | Yes | Yes | No | No | No | No | No | No | No | No | No | No | No | No | No | No | Yes |  |  | .1.3.6.1.4.1.1919.1.1 in IP-6.0
.1.3.6.1.4.1.260.1.1 | Router | Sun | Check Point FireWall | NA | IP-6.0 | Yes | No | Yes | Yes | Yes | No | No | No | No | No | No | No | No | No | No | No | No | No | No | Yes |  |  | .1.3.6.1.4.1.260.1.1 in IP-6.0
.1.3.6.1.4.1.2620.1.1 | Router | Sun | Check Point FireWall | NA | IP-6.0 | Yes | No | No | Yes | Yes | No | No | No | No | No | No | No | No | No | No | No | No | No | No | Yes |  |  | .1.3.6.1.4.1.2620.1.1 in IP-6.0
.1.3.6.1.4.1.42.2.28.3.4.1.1.5 | Switch | Sun | SANbox2-64 | NA | IP-6.2.2 | Yes | No | No | Yes | Yes | Yes | Yes | No | No | No | No | No | No | No | No | No | No | No | No | Yes |  |  | .1.3.6.1.4.1.42.2.28.3.4.1.1.5 in IP-6.2.2
.1.3.6.1.4.1.42.2.24.1 | Switch | Sun | Sun Blade 1600 | NA | IP-6.2.3 | Yes | Yes | No | Yes | Yes | Yes | Yes | Yes | No | No | No | No | No | No | No | No | No | No | No | No |  |  | .1.3.6.1.4.1.42.2.24.1 in IP-6.2.3
.1.3.6.1.4.1.551.2.1.76 | Router | Symbol | AP1000E V5.21 | NA | IP-6.0.1 | Yes | No | Yes | Yes | Yes | No | No | No | No | No | No | No | No | No | No | No | No | No | No | Yes |  |  | .1.3.6.1.4.1.551.2.1.76 in IP-6.0.1
.1.3.6.1.4.1.485.1.1.1.69 | Host | Sync-Research-Inc. | 3620 | NA | IP-6.0 | Yes | No | No | Yes | Yes | No | No | No | No | No | No | No | No | No | No | No | No | No | No | Yes |  |  | .1.3.6.1.4.1.485.1.1.1.69 in IP-6.0
.1.3.6.1.4.1.485.1.1.1.66 | Host | Sync-Research-Inc. | 4203-8T | NA | IP-6.0 | Yes | No | No | Yes | Yes | No | No | No | No | No | No | No | No | No | No | No | No | No | No | Yes |  |  | .1.3.6.1.4.1.485.1.1.1.66 in IP-6.0
.1.3.6.1.4.1.485.1.1.1.63 | Host | Sync-Research-Inc. | NA | NA | IP-6.0 | Yes | No | No | Yes | Yes | No | No | No | No | No | No | No | No | No | No | No | No | No | No | Yes |  |  | .1.3.6.1.4.1.485.1.1.1.63 in IP-6.0
.1.3.6.1.4.1.485.1.1.1.68 | Host | Sync-Research-Inc. | Red Kap | NA | IP-6.0 | Yes | No | No | Yes | Yes | No | No | No | No | No | No | No | No | No | No | No | No | No | No | Yes |  |  | .1.3.6.1.4.1.485.1.1.1.68 in IP-6.0
.1.3.6.1.4.1.485.1.1.1.62 | Router | Sync-Research-Inc. | E2003 | NA | IP-6.0 | Yes | No | Yes | Yes | Yes | No | No | No | No | No | No | No | No | No | No | No | No | No | No | Yes |  |  | .1.3.6.1.4.1.485.1.1.1.62 in IP-6.0
.1.3.6.1.4.1.485.1.1.1.64 | Router | Sync-Research-Inc. | Sync | NA | IP-6.0 | Yes | No | Yes | Yes | Yes | No | No | No | No | No | No | No | No | No | No | No | No | No | No | Yes |  |  | .1.3.6.1.4.1.485.1.1.1.64 in IP-6.0
.1.3.6.1.4.1.45.3.16.1 | Hub | SynOptics | NMM 810M | NA | IP-6.0 | Yes | No | No | Yes | Yes | No | No | No | No | No | No | No | No | No | No | No | No | No | No | Yes |  |  | .1.3.6.1.4.1.45.3.16.1 in IP-6.0
.1.3.6.1.4.1.3174.1.30 | Router | Tasman | 1001 | NA | IP-6.5.2 | Yes | No | No | Yes | Yes | No | No | No | No | No | No | No | No | Yes | No | Yes | No | No | No | Yes |  |  | .1.3.6.1.4.1.3174.1.30 in IP-6.5.2
.1.3.6.1.4.1.3174.1.22 | Router | Tasman | 1002 | NA | IP-6.5.2 | Yes | No | No | Yes | Yes | No | No | No | No | No | No | No | No | Yes | No | Yes | No | No | No | Yes |  |  | .1.3.6.1.4.1.3174.1.22 in IP-6.5.2
.1.3.6.1.4.1.3174.1.8 | Router | Tasman | 1200 | NA | IP-6.2.1 | Yes | No | Yes | Yes | Yes | No | No | No | No | No | No | No | No | No | No | No | No | No | No | Yes |  |  | .1.3.6.1.4.1.3174.1.8 in IP-6.2.1
.1.3.6.1.4.1.3174.1.32 | Router | Tasman | 3120 | NA | IP-6.5.2 | Yes | No | No | Yes | Yes | No | No | No | No | No | No | No | No | Yes | No | Yes | No | No | No | Yes |  |  | .1.3.6.1.4.1.3174.1.32 in IP-6.5.2
.1.3.6.1.4.1.3174.1.20 | Router | Tasman | 1004T | NA | IP-6.5.2 | Yes | No | No | Yes | Yes | No | No | No | No | No | No | No | No | Yes | No | Yes | No | No | No | Yes |  |  | .1.3.6.1.4.1.3174.1.20 in IP-6.5.2
.1.3.6.1.4.1.3174.1 | Router | Tasman-1004E-Router |  |  | IP-7.0.3.9 | Yes | No | No | No | No | No | No | No | No | No | No | No | No | Yes | Yes | Yes | No | No | No | No |  |  | .1.3.6.1.4.1.3174.1 in IP-7.0.3.9
.1.3.6.1.4.1.128.2.1.4.1.3.1 | Host | Tektronix | Phaser 740 | NA | IP-6.0 | Yes | No | No | Yes | Yes | No | No | No | No | No | No | No | No | No | No | No | No | No | No | Yes |  |  | .1.3.6.1.4.1.128.2.1.4.1.3.1 in IP-6.0
.1.3.6.1.4.1.128.2.1.4.1.5.2 | Host | Tektronix | Phaser 750 N | NA | IP-6.0 | Yes | No | No | Yes | Yes | No | No | No | No | No | No | No | No | No | No | No | No | No | No | Yes |  |  | .1.3.6.1.4.1.128.2.1.4.1.5.2 in IP-6.0
.1.3.6.1.4.1.128.2.1.4.2.7.2 | Host | Tektronix | Phaser 840DP | NA | IP-6.0 | Yes | No | No | Yes | Yes | No | No | No | No | No | No | No | No | No | No | No | No | No | No | Yes |  |  | .1.3.6.1.4.1.128.2.1.4.2.7.2 in IP-6.0
.1.3.6.1.4.1.128.2.2.2.2 | Probe | Tektronix-Phaser | Share Ethernet Card | NA | IP-6.0 | Yes | No | No | Yes | Yes | No | No | No | No | No | No | No | No | No | No | No | No | No | No | Yes |  |  | .1.3.6.1.4.1.128.2.2.2.2 in IP-6.0
.1.3.6.1.4.1.117.2.1 | Router | Telebit | NA | NA | IP-6.0 | Yes | No | Yes | Yes | Yes | No | No | No | No | No | No | No | No | No | No | No | No | No | No | Yes |  |  | .1.3.6.1.4.1.117.2.1 in IP-6.0
.1.3.6.1.4.1.776.64 | Router | Telindus | 1031 | NA | IP-6.5.3 | Yes | No | No | Yes | Yes | No | No | No | No | No | No | No | No | No | No | No | No | No | No | No |  |  | .1.3.6.1.4.1.776.64 in IP-6.5.3
.1.3.6.1.4.1.776.65 | Router | Telindus | 1032 | NA | IP-6.5.3 | Yes | No | No | Yes | Yes | No | No | No | No | No | No | No | No | No | No | No | No | No | No | No |  |  | .1.3.6.1.4.1.776.65 in IP-6.5.3
.1.3.6.1.4.1.4641.1.1 | Switch | Tellabs | 8820 | NA | IP-6.2.3 | Yes | Yes | Yes | Yes | Yes | Yes | Yes | No | No | No | No | No | No | Yes | Yes | Yes | Yes | Yes | Yes | Yes |  |  | .1.3.6.1.4.1.4641.1.1 in IP-6.2.3
.1.3.6.1.4.1.4641.1.3 | Switch | Tellabs | 8840 | NA | IP-6.2.3 | Yes | Yes | Yes | Yes | Yes | Yes | Yes | No | No | No | No | No | No | Yes | Yes | Yes | Yes | Yes | Yes | Yes |  |  | .1.3.6.1.4.1.4641.1.3 in IP-6.2.3
.1.3.6.1.4.1.4641.1.2 | Switch | Tellabs | 8860 | NA | IP-6.2.3 | Yes | Yes | Yes | Yes | Yes | Yes | Yes | No | No | No | No | No | No | Yes | Yes | Yes | Yes | Yes | Yes | Yes |  |  | .1.3.6.1.4.1.4641.1.2 in IP-6.2.3
.1.3.6.1.4.1.58.1.1.1.2.1 | Host | TGV | NA | NA | IP-6.0 | Yes | No | No | Yes | Yes | No | No | No | No | No | No | No | No | No | No | No | No | No | No | Yes |  |  | .1.3.6.1.4.1.58.1.1.1.2.1 in IP-6.0
.1.3.6.1.4.1.3174.1.1 | Router | Tiara | 1400 | NA | IP-6.2.1 | Yes | No | Yes | Yes | Yes | No | No | No | No | No | No | No | No | No | No | No | No | No | No | Yes |  |  | .1.3.6.1.4.1.3174.1.1 in IP-6.2.1
.1.3.6.1.4.1.1022.9 | Router | Timestep | PERMIT/Gate 7520 | NA | IP-6.0 | Yes | No | Yes | Yes | Yes | No | No | No | No | No | No | No | No | No | No | No | No | No | No | Yes |  |  | .1.3.6.1.4.1.1022.9 in IP-6.0
.1.3.6.1.4.1.10734.1.3.9 | Switch | TippingPoint | UnityOne NDS | NA | IP-6.5.3 | No | Yes | No | Yes | Yes | No | No | No | No | No | No | No | No | No | No | No | No | No | No | No |  |  | .1.3.6.1.4.1.10734.1.3.9 in IP-6.5.3
.1.3.6.1.4.1.2944.1.1.8 | Switch | Top_Layer_Networks | Attack Mitigator | NA | IP-6.2.3 | Yes | Yes | No | Yes | Yes | Yes | Yes | No | No | No | No | No | No | No | No | No | No | No | No | No |  |  | .1.3.6.1.4.1.2944.1.1.8 in IP-6.2.3
.1.3.6.1.4.1.6203.20 | Switch | Topspin | SFS3012 | NA | IP-6.x | Yes | Yes | Yes | Yes | Yes | No | No | No | No | No | No | No | No | Yes | Yes | Yes | No | No | No | No |  |  | .1.3.6.1.4.1.6203.20 in IP-6.x
.1.3.6.1.4.1.6203.19 | Switch | Topspin | SFS7000D | NA | IP-6.x | Yes | Yes | Yes | Yes | Yes | No | No | No | No | No | No | No | No | Yes | Yes | Yes | No | No | No | No |  |  | .1.3.6.1.4.1.6203.19 in IP-6.x
.1.3.6.1.4.1.868.1.4.2 | Host | Transition-Networks | E-MCC-1600 Media Converter | NA | IP-6.2.3 | Yes | No | No | Yes | Yes | No | No | No | No | No | No | No | No | No | No | No | No | No | No | Yes |  |  | .1.3.6.1.4.1.868.1.4.2 in IP-6.2.3
.1.3.6.1.4.1.1748.2.1 | Switch | TutSystems | Expresso GS | NA | IP-6.0 | Yes | Yes | Yes | Yes | Yes | Yes | Yes | No | No | No | No | No | No | No | No | No | No | No | No | Yes |  |  | .1.3.6.1.4.1.1748.2.1 in IP-6.0
.1.3.6.1.4.1.429.2.9 | Router | U.S Robotics | 17-Slot Chassis with PB clocking | NA | IP-6.2.2 | Yes | No | No | Yes | Yes | No | No | No | No | No | No | No | No | No | No | No | No | No | No | No |  |  | .1.3.6.1.4.1.429.2.9 in IP-6.2.2
.1.3.6.1.4.1.75.5.3 | Host | UB | NIU | NA | IP-6.0 | Yes | No | No | Yes | Yes | No | No | No | No | No | No | No | No | No | No | No | No | No | No | Yes |  |  | .1.3.6.1.4.1.75.5.3 in IP-6.0
.1.3.6.1.4.1.75.5.55 | Host | UB | NIU | NA | IP-6.0 | Yes | No | No | Yes | Yes | No | No | No | No | No | No | No | No | No | No | No | No | No | No | Yes |  |  | .1.3.6.1.4.1.75.5.55 in IP-6.0
.1.3.6.1.4.1.75.5.71.8.256.43.256 | Host | UB | NIU | NA | IP-6.0 | Yes | No | No | Yes | Yes | No | No | No | No | No | No | No | No | No | No | No | No | No | No | Yes |  |  | .1.3.6.1.4.1.75.5.71.8.256.43.256 in IP-6.0
.1.3.6.1.4.1.4874.1.1.1.6.1.1 | Router | Unisphere | E320 Virtual Router | NA | IP-7.0 | Yes | No | No | Yes | Yes | No | No | No | No | No | No | No | No | No | No | No | No | No | No | No |  |  | .1.3.6.1.4.1.4874.1.1.1.6.1.1 in IP-7.0
.1.3.6.1.4.1.4874.1.1.1.1.1 | Router | Unisphere | ERX-1440 | NA | IP-6.0 | Yes | No | No | Yes | Yes | No | No | No | No | No | No | No | Yes | Yes | Yes | Yes | No | No | Yes | Yes | No | No | .1.3.6.1.4.1.4874.1.1.1.1.1 in IP-6.0
.1.3.6.1.4.1.4874.1.1.1.1.5.1 | Router | Unisphere | ERX310 Virtual Router | NA | IP-6.2 | Yes | No | No | Yes | Yes | No | No | No | No | No | No | No | No | No | No | No | No | No | No | No |  |  | .1.3.6.1.4.1.4874.1.1.1.1.5.1 in IP-6.2
.1.3.6.1.4.1.4874.1.1.1.1.2.1 | Router | Unisphere | ERX700 Virtual Router | NA | IP-6.2 | Yes | No | No | Yes | Yes | No | No | No | No | No | No | No | No | No | No | No | No | No | No | No |  |  | .1.3.6.1.4.1.4874.1.1.1.1.2.1 in IP-6.2
.1.3.6.1.4.1.4874.1.1.1.1.4.1 | Router | Unisphere | ERX700 Virtual Router | NA | IP-6.2 | Yes | No | No | Yes | Yes | No | No | No | No | No | No | No | No | No | No | No | No | No | No | No |  |  | .1.3.6.1.4.1.4874.1.1.1.1.4.1 in IP-6.2
.1.3.6.1.4.1.223.16 | Host | Unisys | ClearPath HMP NX | NA | IP-6.0 | Yes | No | No | Yes | Yes | No | No | No | No | No | No | No | No | No | No | No | No | No | No | Yes |  |  | .1.3.6.1.4.1.223.16 in IP-6.0
.1.3.6.1.4.1.4.1.2.5 | Router | UNIX (Berkely) | NA | NA | IP-6.0 | Yes | No | Yes | Yes | Yes | No | No | No | No | No | No | No | No | No | No | No | No | No | No | Yes |  |  | .1.3.6.1.4.1.4.1.2.5 in IP-6.0
.1.3.6.1.4.1.607.1.4.1 | Host | UnixSystem | Unix System V Release 4.2 | NA | IP-6.0 | Yes | No | No | Yes | Yes | No | No | No | No | No | No | No | No | No | No | No | No | No | No | Yes |  |  | .1.3.6.1.4.1.607.1.4.1 in IP-6.0
.1.3.6.1.4.1.4289.3.1 | Router | Vbrick | NA | NA | IP-6.0.2 | Yes | No | Yes | Yes | Yes | No | No | No | No | No | No | No | No | No | No | No | No | No | No | Yes |  |  | .1.3.6.1.4.1.4289.3.1 in IP-6.0.2
.1.3.6.1.4.1.5624.2.1.10 | Switch | Vertical Horizon | VH-4802 | NA | IP-6.0 | Yes | Yes | No | Yes | Yes | Yes | Yes | No | No | No | No | No | No | No | No | No | No | No | No | No |  |  | .1.3.6.1.4.1.5624.2.1.10 in IP-6.0
.1.3.6.1.4.1.1246.1.1.7 | Host | Visual Networks | NA | NA | IP-6.0 | Yes | No | No | Yes | Yes | No | No | No | No | No | No | No | No | No | No | No | No | No | No | Yes |  |  | .1.3.6.1.4.1.1246.1.1.7 in IP-6.0
.1.3.6.1.4.1.1246.1.1.523 | Probe | Visual Networks | T1 CSU DROP & INSERT ASE | NA | IP-6.0 | Yes | No | No | Yes | Yes | No | No | No | No | No | No | No | No | No | No | No | No | No | No | Yes |  |  | .1.3.6.1.4.1.1246.1.1.523 in IP-6.0
.1.3.6.1.4.1.1246.1.1.513 | Router | Visual Networks | ASE Version 4.3.008 | NA | IP-6.0 | Yes | No | Yes | Yes | Yes | No | No | No | No | No | No | No | No | No | No | No | No | No | No | Yes |  |  | .1.3.6.1.4.1.1246.1.1.513 in IP-6.0
.1.3.6.1.4.1.1246.1.1.109 | Probe | VisualNetworks | Visual UpTime Select T1 CSU | Multiprotocol T1 CSU DROP & INSERT ASE Ver 1.2.014 | IP-6.5.3 | Yes | No | No | Yes | Yes | No | No | No | No | No | No | No | No | No | No | No | No | No | No | No |  |  | .1.3.6.1.4.1.1246.1.1.109 in IP-6.5.3
.1.3.6.1.4.1.1246.1.1.49 | Probe | VisualNetworks | Visual UpTime Select T1 CSU | Multiprotocol T1 CSU DROP & INSERT ASE Ver 1.2.015 | IP-6.5.3 | Yes | No | No | Yes | Yes | No | No | No | No | No | No | No | No | No | No | No | No | No | No | No |  |  | .1.3.6.1.4.1.1246.1.1.49 in IP-6.5.3
.1.3.6.1.4.1.303.3.3.19 | Router | VSAT | NA | NA | IP-6.0.1 | Yes | No | Yes | Yes | Yes | No | No | No | No | No | No | No | No | No | No | No | No | No | No | Yes |  |  | .1.3.6.1.4.1.303.3.3.19 in IP-6.0.1
.1.3.6.1.4.1.2750 | Bridge | Wavecom | MA4400-Manager | NA | IP-6.0 | Yes | No | No | Yes | Yes | Yes | Yes | No | No | No | No | No | No | No | No | No | No | No | No | Yes |  |  | .1.3.6.1.4.1.2750 in IP-6.0
.1.3.6.1.4.1.762.2 | Host | WavePOINT-II | SN-00UT01200771 V3.20 | NA | IP-6.0 | Yes | No | No | Yes | Yes | No | No | No | No | No | No | No | No | No | No | No | No | No | No | Yes |  |  | .1.3.6.1.4.1.762.2 in IP-6.0
.1.3.6.1.4.1.3727.10.0 | Bridge | WesternMultiplex | TSUNAMI100-06 |  | IP-6.0 | Yes | No | No | Yes | Yes | Yes | Yes | No | No | No | No | No | No | No | No | No | No | No | No | Yes |  |  | .1.3.6.1.4.1.3727.10.0 in IP-6.0
.1.3.6.1.4.1.253.8.62.1.1.3.1.3 | Host | Xerox | NA | NA | IP-6.0 | Yes | No | No | Yes | Yes | No | No | No | No | No | No | No | No | No | No | No | No | No | No | Yes |  |  | .1.3.6.1.4.1.253.8.62.1.1.3.1.3 in IP-6.0
.1.3.6.1.4.1.15.1.1 | Host | Xylogics | NA | NA | IP-6.0 | Yes | No | No | Yes | Yes | No | No | No | No | No | No | No | No | No | No | No | No | No | No | Yes |  |  | .1.3.6.1.4.1.15.1.1 in IP-6.0
.1.3.6.1.4.1.15.1.3.1 | Host | Xylogics | NA | NA | IP-6.0 | Yes | No | No | Yes | Yes | No | No | No | No | No | No | No | No | No | No | No | No | No | No | Yes |  |  | .1.3.6.1.4.1.15.1.3.1 in IP-6.0
.1.3.6.1.4.1.15.1.3.3 | Host | Xylogics | NA | NA | IP-6.0 | Yes | No | No | Yes | Yes | No | No | No | No | No | No | No | No | No | No | No | No | No | No | Yes |  |  | .1.3.6.1.4.1.15.1.3.3 in IP-6.0
.1.3.6.1.4.1.15.1.3.4 | Host | Xylogics | NA | NA | IP-6.0 | Yes | No | No | Yes | Yes | No | No | No | No | No | No | No | No | No | No | No | No | No | No | Yes |  |  | .1.3.6.1.4.1.15.1.3.4 in IP-6.0
.1.3.6.1.4.1.15.1.3.10 | TerminalServer | Xylogics | NA | NA | IP-6.0 | Yes | No | No | Yes | Yes | No | No | No | No | No | No | No | No | No | No | No | No | No | No | Yes |  |  | .1.3.6.1.4.1.15.1.3.10 in IP-6.0
.1.3.6.1.4.1.15.1.3.11 | TerminalServer | Xylogics | NA | NA | IP-6.0 | Yes | No | No | Yes | Yes | No | No | No | No | No | No | No | No | No | No | No | No | No | No | Yes |  |  | .1.3.6.1.4.1.15.1.3.11 in IP-6.0
.1.3.6.1.4.1.15.1.3.12 | TerminalServer | Xylogics | NA | NA | IP-6.0 | Yes | No | No | Yes | Yes | No | No | No | No | No | No | No | No | No | No | No | No | No | No | Yes |  |  | .1.3.6.1.4.1.15.1.3.12 in IP-6.0
.1.3.6.1.4.1.15.1.3.8 | TerminalServer | Xylogics | NA | NA | IP-6.0 | Yes | No | No | Yes | Yes | No | No | No | No | No | No | No | No | No | No | No | No | No | No | Yes |  |  | .1.3.6.1.4.1.15.1.3.8 in IP-6.0
.1.3.6.1.4.1.15.1.3.9 | TerminalServer | Xylogics | NA | NA | IP-6.0 | Yes | No | No | Yes | Yes | No | No | No | No | No | No | No | No | No | No | No | No | No | No | Yes |  |  | .1.3.6.1.4.1.15.1.3.9 in IP-6.0
.1.3.6.1.4.1.33.8.5.2.10 | Router | Xyplex | NA | NA | IP-6.0 | Yes | No | Yes | Yes | Yes | No | No | No | No | No | No | No | No | No | No | No | No | No | No | Yes |  |  | .1.3.6.1.4.1.33.8.5.2.10 in IP-6.0
.1.3.6.1.4.1.33.8.5.3.10 | Router | Xyplex | SBK Remote Router | NA | IP-6.0 | Yes | No | Yes | Yes | Yes | No | No | No | No | No | No | No | No | No | No | No | No | No | No | Yes |  |  | .1.3.6.1.4.1.33.8.5.3.10 in IP-6.0
.1.3.6.1.4.1.33.8.1.7.2 | Router | Xyplex | Xyplex software X.25 Gateway V1 3.2 | NA | IP-6.0 | Yes | No | Yes | Yes | Yes | No | No | No | No | No | No | No | No | No | No | No | No | No | No | Yes |  |  | .1.3.6.1.4.1.33.8.1.7.2 in IP-6.0
.1.3.6.1.4.1.33.8.1.4.5 | TerminalServer | Xyplex | CSERV-20 | NA | IP-6.0 | Yes | No | No | Yes | Yes | No | No | No | No | No | No | No | No | No | No | No | No | No | No | Yes |  |  | .1.3.6.1.4.1.33.8.1.4.5 in IP-6.0
.1.3.6.1.4.1.33.8.1.5.5 | TerminalServer | Xyplex | CSERV-20 | NA | IP-6.0 | Yes | No | No | Yes | Yes | No | No | No | No | No | No | No | No | No | No | No | No | No | No | Yes |  |  | .1.3.6.1.4.1.33.8.1.5.5 in IP-6.0
.1.3.6.1.4.1.890.1.2.6.22 | Router | Zyxel | Prestige-650R | NA | IP-6.5.2 | Yes | No | No | Yes | Yes | No | No | No | No | No | No | No | No | No | No | No | No | No | No | No |  |  | .1.3.6.1.4.1.890.1.2.6.22 in IP-6.5.2
.1.3.6.1.4.1.1027.1.2.3 | Switch | MITEL | 3300 | VerAg:07.00.00.01.00;VerSw:8.0.9.20;VerHw:MXe;VerPl:3300 ICP | IP-7.0.3.14 | Yes | Yes | No | Yes | Yes | No | No | No | No | No | No | No | No | No | No | No | No | No | No | No |  |  | .1.3.6.1.4.1.1027.1.2.3 in IP-7.0.3.14
.1.3.6.1.4.1.4874.1.1.1.1.3.1 | Router | Unisphere | ERX1400 Virtual Router | NA | IP-6.2 | Yes | No | No | Yes | Yes | No | No | No | No | No | No | No | No | No | No | No | No | No | No | No |  |  | .1.3.6.1.4.1.4874.1.1.1.1.3.1 in IP-6.2

## Impacted Device SysOIDs
S.No | Certified Device SysOID | New/Changed Driver Name's | Impacted Device SysOIDs | Comments | Release Version
1 | .1.3.6.1.4.1.177.15.1.1.1 | CONT = Sonus-UX HEALTH = Sonus-UX-health Card-Fault = Sonus_UX:DeviceID Environment = Sonus_UX:DeviceID CPU/Memory = Sonus_UX:DeviceID | .1.3.6.1.4.1.177.15.1.1.1 | Added new driver to certify SBC-2000 driver | IP-9.5.0.0
2 | .1.3.6.1.4.1.1588.3.3.1.131 | CONT = Brocade-Chassis-FCPort NEIGHBOR = Brocade-ISL-LLDP Vlan-Dot1q-Driver and Post-Processor-LLDP-Driver Containment-Brocade-Chassis-FCPort-Driver | .1.3.6.1.4.1.1588.2.2.1.1.1.2 .1.3.6.1.4.1.1588.2.2.1.1.1.1 .1.3.6.1.4.1.1588.3.3.1.1001 .1.3.6.1.4.1.1588.3.3.1.1000 .1.3.6.1.4.1.1991.1.3.55.4.2 .1.3.6.1.4.1.1588.3.3.1.164 1.3.6.1.4.1.1588.3.3.1.131 | Added new driver for FC port | IP-9.5.0.0
3 | .1.3.6.1.4.1.12532.252.5.1 | HEALTH = Juniper-Ive CPU/Memory = Juniper_IVE:DeviceID | 1.3.6.1.4.1.12532.252.4.1 | Newly certified | IP-9.5.0.0
4 | .1.3.6.1.4.1.5951.6 | HEALTH = Citrix-NetScalar CPU/Memory = Citrix_NetScalar:DeviceID | 1.3.6.1.4.1.5951.6 | Newly certified | IP-9.5.0.0
5 | .1.3.6.1.4.1.12383.3.1.1 | HOSTRESRCS = UCD-Sensor Disk-Fault = HostResources:DeviceID Environment = UCD_Sensor:DeviceID | 1.3.6.1.4.1.12383.3.1.1 | Newly certified | IP-9.5.0.0
6 | .1.3.6.1.4.1.6141.1.2 | CONT = Ciena-Wwp HEALTH = Ciena-WWP VLAN = Ciena-WWP Environment = CienaWwp:DeviceID Port-Fault = CienaWwp:DeviceID | .1.3.6.1.4.1.6141.1.2 | Newly certified | IP-9.5.0.0
7 | .1.3.6.1.4.1.22420.1.1 | HEALTH = Accedian-health Environment = Accedian:DeviceID CPU/Memory = Accedian:DeviceID | .1.3.6.1.4.1.22420.1.1 | Newly certified | IP-9.5.0.0
8 | .1.3.6.1.4.1.6486.801.1.1.2.1.10.1.6 | CONT = Omniswitch-Card801 VLAN = Alcatel801 HEALTH = OmniSwitch6850-Health801 Card-Fault = AlcatelOmni_801 Environment = AlcatelOmni_801:DeviceID CPU/Memory = AlcatelOmni_801:DeviceID | .1.3.6.1.4.1.6486.801.1.1.2.1.10.1.6 | Newly certified | IP-9.5.0.0
9 | .1.3.6.1.4.1.18837.3.2 | HEALTH = Spectracom-health Environment = Spectracom:DeviceID | .1.3.6.1.4.1.18837.3.2 | Newly certified | IP-9.5.0.0
10 | .1.3.6.1.4.1.10418.16.1.4 | CONT = Avocent-Serial Environment = AvocentEnvMon:DeviceID Port-Fault = Avocent:DeviceID | .1.3.6.1.4.1.10418.16.1.4 | Newly certified | IP-9.5.0.0
11 | .1.3.6.1.4.1.5595.250.10 | HEALTH = Gemalto CPU/Memory = Gemalto_SafeNet:DeviceID | .1.3.6.1.4.1.5595.250.10 | Newly certified | IP-9.5.0.0
12 | 1.3.6.1.4.1.9.1.1199 | HEALTH = Cisco-Router-EnhancedMIB | .1.3.6.1.4.1.9.1.1199 | Added enhanced mem pool mib changes | IP-9.5.0.0
13 | 1.3.6.1.4.1.6486.801.1.1.2.1.10.1.1 | CONT = Omniswitch-Card801 VLAN = Alcatel801 HEALTH = OmniSwitch6850-Health801 Card-Fault = AlcatelOmni_801 Environment = AlcatelOmni_801:DeviceID CPU/Memory = AlcatelOmni_801:DeviceID | 1.3.6.1.4.1.6486.801.1.1.2.1.10.1.1 | Newly certified | IP-9.5.0.0
14 | .1.3.6.1.4.1.6027.1.4.1 | CONT = Force10-MSeries HEALTH = Force10-MSeries-health Environment = Force10_MSeries:DeviceID CPU/Memory = Force10_MSeries:DeviceID Card-Fault = Force10_MSeries:DeviceID | .1.3.6.1.4.1.6027.1.4.1 | New Driver 10 MSeries MXL device | IP-9.5.0.0
15 | 1.3.6.1.4.1.3132.550 | CONT = ACP-550-Router Port-Fault = NetkitACP550 | 1.3.6.1.4.1.3132.550 | Newly certified | IP-9.5.0.0
16 | 1.3.6.1.4.1.3375.2.1.3.4.63 | HOSTRESRCS = F5-MIB2 Performance-F5-LoadBalancer-Driver and ic-f5-lb-health.asl | .1.3.6.1.4.1.3375.2.1.3.4.11 1.3.6.1.4.1.3375.2.1.3.4.63 1.3.6.1.4.1.3375.2.1.3.4.10 .1.3.6.1.4.1.3375.2.1.3.4.4 .1.3.6.1.4.1.3375.2.1.3.4.5 1.3.6.1.4.1.3375.2.1.3.4.70 .1.3.6.1.4.1.3375.2.1.3.4.6 .1.3.6.1.4.1.3375.2.1.3.4.8 .1.3.6.1.4.1.3375.2 .1.3.6.1.4.1.3375.2.1.3.4.12 .1.3.6.1.4.1.3375.2.1.3.4.21 .1.3.6.1.4.1.3375.2.1.3.4.20 .1.3.6.1.4.1.3375.2.1.3.4.1000 .1.3.6.1.4.1.3375.2.1.3.4.23 .1.3.6.1.4.1.3375.2.1.3.4.22 .1.3.6.1.4.1.3375.2.1.3.4.13 .1.3.6.1.4.1.3375.2.1.3.4.2 .1.3.6.1.4.1.3375.2.1.3.4.1 .1.3.6.1.4.1.3375.2.1.3.4.24 .1.3.6.1.4.1.3375.2.1.3.4.25 .1.3.6.1.4.1.3375.2.1.3.4.19 .1.3.6.1.4.1.3375.2.1.3.4.43 .1.3.6.1.4.1.3375.2.1.3.4.57 .1.3.6.1.4.1.3375.2.1.3.4.53 .1.3.6.1.4.1.3375.2.1.3.4.26 .1.3.6.1.4.1.3375.2.1.3.4.48 .1.3.6.1.4.1.3375.2.1.3.4.61 .1.3.6.1.4.1.3375.2.1.3.4.87 .1.3.6.1.4.1.3375.2.1.3.4.81 .1.3.6.1.4.1.3375.2.1.3.4.59 .1.3.6.1.4.1.3375.2.1.3.4.82 .1.3.6.1.4.1.3375.2.1.3.4.47 .1.3.6.1.4.1.3375.2.1.3.4.60 .1.3.6.1.4.1.3375.2.1.3.4.71 .1.3.6.1.4.1.3375.2.1.3.4.63 .1.3.6.1.4.1.3375.2.1.3.4.80 .1.3.6.1.4.1.3375.2.1.3.4.84 .1.3.6.1.4.1.3375.2.1.3.4.94 .1.3.6.1.4.1.3375.2.1.3.4.72 .1.3.6.1.4.1.3375.2.1.3.4.70 .1.3.6.1.4.1.3375.2.1.3.4.97 .1.3.6.1.4.1.3375.2.1.3.4.89 .1.3.6.1.4.1.3375.2.1.3.4.83 .1.3.6.1.4.1.3375.2.1.3.4.95 | Performance-F5-LoadBalancer-Driver | IP-9.5.0.0
17 | .1.3.6.1.4.1.9.1.1199 | HEALTH = Cisco-Router-EnhancedMIB | .1.3.6.1.4.1.9.1.1199 | Added enhanced mem pool mib changes | IP-9.5.0.0
18 | .1.3.6.1.4.1.8072.3.2.10 | CONT = Mcafee-Generic-MIB2-selector HEALTH = Mcafee-Health Card-Fault = Mcafee Environment = Mcafee | .1.3.6.1.4.1.8072.3.2.10 | Recertified using Mcafee MIBs | IP-9.5.0.0
19 | .1.3.6.1.4.1.5951.6 | HEALTH = Citrix-NetScalar CPU/Memory = Citrix_NetScalar:DeviceID | .1.3.6.1.4.1.5951.6 | Newly certified | IP-9.5.0.0
20 | .1.3.6.1.4.1.6486.801.1.1.2.1.10.1.6 | CONT = Omniswitch-Card801 VLAN = Alcatel801 HEALTH = OmniSwitch6850-Health801 Card-Fault = AlcatelOmni_801 Environment = AlcatelOmni_801:DeviceID CPU/Memory = AlcatelOmni_801:DeviceID | .1.3.6.1.4.1.6486.801.1.1.2.1.10.1.6 | Newly certified | IP-9.5.0.0
21 | .1.3.6.1.4.1.18837.3.2 | HEALTH = Spectracom-health Environment = Spectracom:DeviceID | .1.3.6.1.4.1.18837.3.2 | Newly certified | IP-9.5.0.0
22 | .1.3.6.1.4.1.5595.250.10 | HEALTH = Gemalto CPU/Memory = Gemalto_SafeNet:DeviceID | .1.3.6.1.4.1.5595.250.10 | Newly certified | IP-9.5.0.0
23 | .1.3.6.1.4.1.10418.16.1.4 | CONT = Avocent-Serial Environment = AvocentEnvMon:DeviceID Port-Fault = Avocent:DeviceID | .1.3.6.1.4.1.10418.16.1.4 | Added new driver for serial port for Avocent. | IP-9.5.0.0
24 | .1.3.6.1.4.1.6027.1.3.29 | CONT = Force10-Dell-Cont-Select HEALTH = Force10-Dell-Health-Select | .1.3.6.1.4.1.6027.1.3.29 | Newly certified. | IP-9.5.0.0
25 | .1.3.6.1.4.1.6027.1.5.2 | CONT = Force10-Dell-Cont-Select HEALTH = Force10-Dell-Health-Select Environment = Dell_Networking_Force10:DeviceID CPU/Memory = Dell_Networking_Force10:DeviceID Card-Fault = Dell_Networking_Force10:DeviceID | .1.3.6.1.4.1.6027.1.5.2 | Newly certified. | IP-9.5.0.0
26 | .1.3.6.1.4.1.6027.1.3.28 | CONT = Force10-Dell-Cont-Select HEALTH = Force10-Dell-Health-Select | .1.3.6.1.4.1.6027.1.3.28 .1.3.6.1.4.1.6027.1.3.7 .1.3.6.1.4.1.6027.1.3.3 .1.3.6.1.4.1.6027.1.3.9 .1.3.6.1.4.1.6027.1.3.14 .1.3.6.1.4.1.6027.1.3.12 .1.3.6.1.4.1.6027.1.3.16 .1.3.6.1.4.1.6027.1.3.20 .1.3.6.1.4.1.6027.1.3.23 .1.3.6.1.4.1.6027.1.4.1 .1.3.6.1.4.1.6027.1.3.22 | Newly certified. Added new selector driver to certify Dell Force 10 S Series/ M Series/ Z Series devices based on FTOS version MIB Changes | IP-9.5.0.0
27 | 1.3.6.1.4.1.6027.1.3.30 | CONT = Force10-Dell-Cont-Select HEALTH = Force10-Dell-Health-Select | .1.3.6.1.4.1.6027.1.3.30 | Newly certified. | IP-9.5.0.0
28 | .1.3.6.1.4.1.674.10892.5 | HEALTH = Dell-RAC HOSTRESRCS = Dell-PowerEdge | .1.3.6.1.4.1.674.10892.5 | Newly certified. | IP-9.5.0.0
29 | .1.3.6.1.4.1.674.10892.2 | HEALTH = Dell-M1000E Environment = DellM1000e:DeviceID | .1.3.6.1.4.1.674.10892.2 | Newly Certified | IP-9.5.0.0
30 | .1.3.6.1.4.1.42359.1.2.2 | HEALTH = Versa CPU/Memory = Versa_Appliance:DeviceID | .1.3.6.1.4.1.42359.1.2.2 | Newly Certified | IP-9.5.0.0
31 | .1.3.6.1.4.1.2067.1.1.2 | HEALTH = Tellabs-Afc-Umc Environment = Tellabs_AFC:DeviceID | .1.3.6.1.4.1.2067.1.1.2 | Newly Certified | IP-9.5.0.0
32 | .1.3.6.1.4.1.12383.3.1.1 | HOSTRESRCS = UCD-Sensor Environment = UCD_Sensor:DeviceID | .1.3.6.1.4.1.12383.3.1.1 | Re-Certified | IP-9.5.0.0
33 | .1.3.6.1.4.1.6486.801.1.1.2.1.10.1.1 | CONT = Omniswitch-Card801 VLAN = Alcatel801 HEALTH = OmniSwitch6850-Health801 Card-Fault = AlcatelOmni_801 Environment = AlcatelOmni_801:DeviceID CPU/Memory = AlcatelOmni_801:DeviceID | .1.3.6.1.4.1.6486.801.1.1.2.1.10.1.1 | Newly Certified | IP 9.5.0.0
34 | .1.3.6.1.4.1.2352.1.17 | HEALTH=Redback-Router800 Environment=RedBackEnvMon:DeviceID | .1.3.6.1.4.1.2352.1.4 .1.3.6.1.4.1.2352.1.10 .1.3.6.1.4.1.2352.1.11 .1.3.6.1.4.1.2352.1.12 .1.3.6.1.4.1.2352.1.17 | Newly Certified | IP-9.5.0.0